## Unit Schedule
| water-cooled |  |  | SUMMARY OF THERMAL LOAD CALCULATION | [22 empty] | 14-01-2022 V1
Office
Air Cooled |  |  |  |  | For all new buildings with cooling load equal to or greater than 350 kW, condensate water fom all air conditioning equipment units handling outside air, or a mixture of return air and outside air where the outside air is not preconditioned, must be recovered and used for irrigation, toilet flushing, or other onside purpose where it will not come into contact with the human body. | [15 empty] | Plot No. |  | 3460374
[21 empty] | Project |  | Avarra by Palace - Business Bay
[5 empty] | For all new buildings with a requirement of treated outdoor air of over than 1000 L/s, energy recovery systems must be provided | [15 empty] | Consultant |  | Mirage Leisure & Development | [7 empty] | For all new buildings with cooling load equal to or greater than 350 kW, condensate water fom all air conditioning equipment units handling outside air, or a mixture of return air and outside air where the outside air is not preconditioned, must be recovered and used for irrigation, toilet flushing, or other onside purpose where it will not come into contact with the human body.
For all new buildings with a requirement of treated outdoor air of over than 1000 L/s, energy recovery systems must be provided
|  | Units Reference / No. | (AC System and Type) |  | Location | Number of Typical Floors | Area | No. of People | Outdoor Air | Occupant Desnity | Demand Control Volume | Calculated AC Load |  |  |  |  | First Selection | [5 empty] | Second Selection | [5 empty] | Indoor Unit | Outdoor Unit | 1 | 2 | 3 | 4 | 5 | 6 | 7 | 8 | 9 | 10 | 11 | 12 | 13 | 14 | 15 | for future
|  |  | System | Type | [10 empty] | Check Figures | [5 empty] | Electric Power kW | [5 empty] | Electric Power kW |  |  |  | #REF! | #REF! | #REF! | #REF! | #REF! | #REF! | #REF! | #REF! | #REF! | #REF! | #REF! | #REF! | #REF! | #REF! | #REF! | #REF! | #REF! | #REF!
[11 empty] | (DCV) | Total | Sensible | Flow Rate |  |  | Quantity | Total | Sensible | Flow Rate | Indoor | Outdoor | Quantity | Total | Sensible | Flow Rate | Indoor | Outdoor | [20 empty] | DX | Dcuted | Decorative | Packaged | Cassette | Floor Stand | FAHU | Outdoor Unit | bar: For all new buildings with a requirement of treated outdoor air of over than 1000 L/s, energy recovery systems must be provided 9; For all new buildings with a requirement of treated outdoor air of over than 1000 L/s, energy recovery systems must be provided 12
[7 empty] | m2 | No. | L/s | No./100 m2 | Requirement | kW | kW | L/s | kW/m2 | L/s.m2 | No. | kW | kW | L/s | kW | kW | No. | kW | kW | L/s | kW | kW | V/PH/HZ | V/PH/HZ | For all new buildings with a requirement of treated outdoor air of over than 1000 L/s, energy recovery systems must be provided 9: EER; For all new buildings with a requirement of treated outdoor air of over than 1000 L/s, energy recovery systems must be provided 10: COP; For all new buildings with a requirement of treated outdoor air of over than 1000 L/s, energy recovery systems must be provided 11: IPLV; For all new buildings with a requirement of treated outdoor air of over than 1000 L/s, energy recovery systems must be provided 12: EER; For all new buildings with a requirement of treated outdoor air of over than 1000 L/s, energy recovery systems must be provided 13: COP |  |  |  | Chilled Water | FCU | AHU | FAHU | Cassette | Air Cooled Chiller | Water Cooled Chiller | Cooling Tower | Pump
|  | B2-01 | Chilled Water | FCU | Corridor-01/ Service lift lobby/Enrance L.L | 1 | 172.9 | 6 |  | 3.4702 |  | 10.2 | 9.3 | 774 | 0.058994 | 4.4766 | 1 | 11.54 | 9.58 | 765 | 0.55 |  | 1 | 12.117 | 10.059 | 765 | 0.55 |  | 220/1/50 |  | FCU | AHU | FAHU | Cassette | Air Cooled Chiller | Water Cooled Chiller | Cooling Tower | Pump | #REF! | #REF! | #REF! | #REF! | #REF! | [5 empty] | Inverter Tech. Compressor | FCU | AHU | FAHU | Cassette | Outdoor Unit
|  | B2-02 | Chilled Water | FCU | Corridor-02,03 + Lift lobby-01 / IDF room | 1 | 117.4 | 7 |  | 5.9625 |  | 5.7 | 4.9 | 396 | 0.048552 | 3.3731 | 1 | 6.84 | 5.54 | 423 | 0.317 |  | 1 | 7.182 | 5.817 | 423 | 0.317 |  | 220/1/50 |  | FCU | AHU | FAHU | Cassette | Air Cooled Chiller | Water Cooled Chiller | Cooling Tower | Pump | #REF! | #REF! | #REF! | #REF! | #REF! | [5 empty] | Other
|  | B2-06 | Chilled Water | FCU | Lift lobby-02 + Elec room | 1 | 34.5 | 3 |  | 8.6957 |  | 2.1 | 1.8 | 147 | 0.06087 | 4.2609 | 1 | 3.19 | 2.49 | 172 | 0.093 |  | 1 | 3.3495 | 2.6145 | 172 | 0.093 |  | 220/1/50 |  | FCU | AHU | FAHU | Cassette | Air Cooled Chiller | Water Cooled Chiller | Cooling Tower | Pump | #REF! | #REF! | #REF! | #REF! | #REF!
|  | B2-07 A | Chilled Water | FCU | Domestic Pump Room | 1 | 114.6 | 1 |  | 0.8726 |  | 7.2 | 6.6 | 547 | 0.062827 | 4.7731 | 1 | 9.76 | 8 | 630 | 0.388 |  | 1 | 10.248 | 8.4 | 630 | 0.388 |  | 220/1/50 |  | FCU | AHU | FAHU | Cassette | Air Cooled Chiller | Water Cooled Chiller | Cooling Tower | Pump | #REF! | #REF! | #REF! | #REF! | #REF!
|  | B2-08 | Chilled Water | FCU | Fire Pump Room | 1 | 87.3 | 1 |  | 1.1455 |  | 6 | 5.5 | 455 | 0.068729 | 5.2119 | 1 | 7.99 | 6.47 | 480 | 0.317 |  | 1 | 8.3895 | 6.7935 | 480 | 0.317 |  | 220/1/50 |  | FCU | AHU | FAHU | Cassette | Air Cooled Chiller | Water Cooled Chiller | Cooling Tower | Pump | #REF! | #REF! | #REF! | #REF! | #REF!
|  | B2-09 | Chilled Water | FCU | Service - 3 | 1 | 25.2 | 1 |  | 3.9683 |  | 3.1 | 3 | 248 | 0.12302 | 9.8413 | 1 | 4.43 | 3.59 | 270 | 0.148 |  | 1 | 4.6515 | 3.7695 | 270 | 0.148 |  | 220/1/50 |  | FCU | AHU | FAHU | Cassette | Air Cooled Chiller | Water Cooled Chiller | Cooling Tower | Pump | #REF! | #REF! | #REF! | #REF! | #REF!
|  | B2-10 | Chilled Water | FCU | Service - 2 | 1 | 51.5 | 1 |  | 1.9417 |  | 2.4 | 2.1 | 178 | 0.046602 | 3.4563 | 1 | 3.69 | 2.92 | 210 | 0.093 |  | 1 | 3.8745 | 3.066 | 210 | 0.093 |  | 220/1/50 |  | FCU | AHU | FAHU | Cassette | Air Cooled Chiller | Water Cooled Chiller | Cooling Tower | Pump | #REF! | #REF! | #REF! | #REF! | #REF!
|  | B2-11 | Chilled Water | FCU | Service - 1 | 1 | 64.4 | 1 |  | 1.5528 |  | 2.3 | 2.1 | 172 | 0.035714 | 2.6708 | 1 | 3.69 | 2.92 | 210 | 0.093 |  | 1 | 3.8745 | 3.066 | 210 | 0.093 |  | 220/1/50 |  | FCU | AHU | FAHU | Cassette | Air Cooled Chiller | Water Cooled Chiller | Cooling Tower | Pump | #REF! | #REF! | #REF! | #REF! | #REF!
|  | B2-12 | Chilled Water | FCU | Holding T Pump Rm | 1 | 35.3 | 1 |  | 2.8329 |  | 4.3 | 3.9 | 323 | 0.12181 | 9.1501 | 1 | 4.97 | 4.13 | 327 | 0.15 |  | 1 | 5.2185 | 4.3365 | 327 | 0.15 |  | 220/1/50 |  | FCU | AHU | FAHU | Cassette | Air Cooled Chiller | Water Cooled Chiller | Cooling Tower | Pump | #REF! | #REF! | #REF! | #REF! | #REF!
|  | B2-13 | Chilled Water | FCU | Service - 5 | 1 | 32.2 | 1 |  | 3.1056 |  | 2.4 | 2.2 | 189 | 0.074534 | 5.8696 | 1 | 3.69 | 2.92 | 210 | 0.093 |  | 1 | 3.8745 | 3.066 | 210 | 0.093 |  | 220/1/50 |  | FCU | AHU | FAHU | Cassette | Air Cooled Chiller | Water Cooled Chiller | Cooling Tower | Pump | #REF! | #REF! | #REF! | #REF! | #REF!
|  | B2-14 | Chilled Water | FCU | House Keeping Storage / MEP store | 1 | 35.6 | 2 |  | 5.618 |  | 2.3 | 2 | 166 | 0.064607 | 4.6629 | 1 | 3.19 | 2.49 | 172 | 0.093 |  | 1 | 3.3495 | 2.6145 | 172 | 0.093 |  | 220/1/50 |  | FCU | AHU | FAHU | Cassette | Air Cooled Chiller | Water Cooled Chiller | Cooling Tower | Pump | #REF! | #REF! | #REF! | #REF! | #REF!
|  | B2-16 | Chilled Water | FCU | Chemical store | 1 | 15.3 | 1 |  | 6.5359 |  | 0.4 | 0.3 | 24 | 0.026144 | 1.5686 | 1 | 1.87 | 1.51 | 115 | 0.085 |  | 1 | 1.9635 | 1.5855 | 115 | 0.085 |  | 220/1/50 |  | FCU | AHU | FAHU | Cassette | Air Cooled Chiller | Water Cooled Chiller | Cooling Tower | Pump | #REF! | #REF! | #REF! | #REF! | #REF!
|  | B1-01 | Chilled Water | FCU | Corridor-1 | 1 | 128.6 | 1 |  | 0.7776 |  | 7.1 | 6.6 | 545 | 0.05521 | 4.2379 | 1 | 9.39 | 7.51 | 548 | 0.388 |  | 1 | 9.8595 | 7.8855 | 548 | 0.388 |  | 220/1/50 |  | FCU | AHU | FAHU | Cassette | Air Cooled Chiller | Water Cooled Chiller | Cooling Tower | Pump | #REF! | #REF! | #REF! | #REF! | #REF!
|  | B1-02 | Chilled Water | FCU | Corridor-2/Lift lobby-01/IDF/Entrance lift lobby | 1 | 122.4 | 8 |  | 6.5359 |  | 8.4 | 7.5 | 619 | 0.068627 | 5.0572 | 1 | 9.39 | 7.51 | 548 | 0.388 |  | 1 | 9.8595 | 7.8855 | 548 | 0.388 |  | 220/1/50 |  | FCU | AHU | FAHU | Cassette | Air Cooled Chiller | Water Cooled Chiller | Cooling Tower | Pump | #REF! | #REF! | #REF! | #REF! | #REF!
|  | B1-02 A | Chilled Water | FCU | Corridor-3 | 1 | 23.2 | 1 |  | 4.3103 |  | 0.8 | 0.6 | 52 | 0.034483 | 2.2414 | 1 | 1.78 | 1.44 | 109 | 0.085 |  | 1 | 1.869 | 1.512 | 109 | 0.085 |  | 220/1/50 |  | FCU | AHU | FAHU | Cassette | Air Cooled Chiller | Water Cooled Chiller | Cooling Tower | Pump | #REF! | #REF! | #REF! | #REF! | #REF!
|  | B1-03 | Chilled Water | FCU | Corridor-4/Pantry/MEP Access/Security Manager Room | 1 | 62.2 | 4 |  | 6.4309 |  | 3.8 | 3.3 | 272 | 0.061093 | 4.373 | 1 | 4.07 | 3.38 | 276 | 0.15 |  | 1 | 4.2735 | 3.549 | 276 | 0.15 |  | 220/1/50 |  | FCU | AHU | FAHU | Cassette | Air Cooled Chiller | Water Cooled Chiller | Cooling Tower | Pump | #REF! | #REF! | #REF! | #REF! | #REF!
|  | B1-04 | Chilled Water | FCU | SL/FL Lobby | 1 | 30.6 | 3 |  | 9.8039 |  | 1.5 | 1.2 | 103 | 0.04902 | 3.366 | 1 | 1.78 | 1.44 | 109 | 0.085 |  | 1 | 1.869 | 1.512 | 109 | 0.085 |  | 220/1/50 |  | FCU | AHU | FAHU | Cassette | Air Cooled Chiller | Water Cooled Chiller | Cooling Tower | Pump | #REF! | #REF! | #REF! | #REF! | #REF!
|  | B1-05 | Chilled Water | FCU | Lift Lobby-2/ Electrical room | 1 | 34.5 | 3 |  | 8.6957 |  | 2.2 | 1.9 | 152 | 0.063768 | 4.4058 | 1 | 3.19 | 2.49 | 172 | 0.093 |  | 1 | 3.3495 | 2.6145 | 172 | 0.093 |  | 220/1/50 |  | FCU | AHU | FAHU | Cassette | Air Cooled Chiller | Water Cooled Chiller | Cooling Tower | Pump | #REF! | #REF! | #REF! | #REF! | #REF!
|  | B1-06 A & B | Chilled Water | FCU | Chilled Water Pump Room | 1 | 124.1 | 1 |  | 0.8058 |  | 4.2 | 3.85 | 317.5 | 0.033844 | 2.5584 | 2 | 4.97 | 4.13 | 327 | 0.15 |  | 2 | 5.2185 | 4.3365 | 327 | 0.15 |  | 220/1/50 |  | FCU | AHU | FAHU | Cassette | Air Cooled Chiller | Water Cooled Chiller | Cooling Tower | Pump | #REF! | #REF! | #REF! | #REF! | #REF!
|  | B1-07 | Chilled Water | FCU | MCC Room | 1 | 8.8 | 1 |  | 11.3636 |  | 2.4 | 2.3 | 186 | 0.27273 | 21.1364 | 1 | 3.19 | 2.49 | 172 | 0.093 |  | 1 | 3.3495 | 2.6145 | 172 | 0.093 |  | 220/1/50 |  | FCU | AHU | FAHU | Cassette | Air Cooled Chiller | Water Cooled Chiller | Cooling Tower | Pump | #REF! | #REF! | #REF! | #REF! | #REF!
|  | B1-08 | Chilled Water | FCU | PLC Room | 1 | 10 | 1 |  | 10 |  | 3.8 | 3.7 | 300 | 0.38 | 30 | 1 | 4.07 | 3.38 | 276 | 0.15 |  | 1 | 4.2735 | 3.549 | 276 | 0.15 |  | 220/1/50 |  | FCU | AHU | FAHU | Cassette | Air Cooled Chiller | Water Cooled Chiller | Cooling Tower | Pump | #REF! | #REF! | #REF! | #REF! | #REF!
|  | B1-09 | Chilled Water | FCU | Irrigation Pump Room | 1 | 22.4 | 1 |  | 4.4643 |  | 3 | 2.6 | 213 | 0.13393 | 9.5089 | 1 | 3.69 | 2.92 | 210 | 0.093 |  | 1 | 3.8745 | 3.066 | 210 | 0.093 |  | 220/1/50 |  | FCU | AHU | FAHU | Cassette | Air Cooled Chiller | Water Cooled Chiller | Cooling Tower | Pump | #REF! | #REF! | #REF! | #REF! | #REF!
|  | B1-10 | Chilled Water | FCU | Services-1 | 1 | 45.7 | 1 |  | 2.1882 |  | 3.1 | 2.9 | 245 | 0.067834 | 5.3611 | 1 | 3.69 | 2.92 | 210 | 0.093 |  | 1 | 3.8745 | 3.066 | 210 | 0.093 |  | 220/1/50 |  | FCU | AHU | FAHU | Cassette | Air Cooled Chiller | Water Cooled Chiller | Cooling Tower | Pump | #REF! | #REF! | #REF! | #REF! | #REF!
|  | B1-11 | Chilled Water | FCU | ETS | 1 | 137.4 | 1 |  | 0.7278 |  | 13.1 | 12.4 | 778 | 0.095342 | 5.6623 | 1 | 13.58 | 10.86 | 812 | 0.55 |  | 1 | 14.259 | 11.403 | 812 | 0.55 |  | 220/1/50 |  | FCU | AHU | FAHU | Cassette | Air Cooled Chiller | Water Cooled Chiller | Cooling Tower | Pump | #REF! | #REF! | #REF! | #REF! | #REF!
|  | B1-12 | Chilled Water | FCU | GSM Room | 1 | 9 | 1 |  | 11.1111 |  | 4.5 | 4.4 | 360 | 0.5 | 40 | 1 | 5.24 | 4.24 | 324 | 0.16 |  | 1 | 5.502 | 4.452 | 324 | 0.16 |  | 220/1/50 |  | FCU | AHU | FAHU | Cassette | Air Cooled Chiller | Water Cooled Chiller | Cooling Tower | Pump | #REF! | #REF! | #REF! | #REF! | #REF!
|  | B1-13 | Chilled Water | FCU | MTR Room | 1 | 13.5 | 1 |  | 7.4074 |  | 6.8 | 6.7 | 600 | 0.5037 | 44.4444 | 1 | 9.39 | 7.51 | 548 | 0.388 |  | 1 | 9.8595 | 7.8855 | 548 | 0.388 |  | 220/1/50 |  | FCU | AHU | FAHU | Cassette | Air Cooled Chiller | Water Cooled Chiller | Cooling Tower | Pump | #REF! | #REF! | #REF! | #REF! | #REF!
|  | B1-14 | Chilled Water | FCU | Security Equipment Room | 1 | 33.3 | 1 |  | 3.003 |  | 19 | 18.7 | 1669 | 0.57057 | 50.1201 | 1 | 18.34 | 14.86 | 1145 | 0.76 |  | 1 | 19.257 | 15.603 | 1145 | 0.76 |  | 220/1/50 |  | FCU | AHU | FAHU | Cassette | Air Cooled Chiller | Water Cooled Chiller | Cooling Tower | Pump | #REF! | #REF! | #REF! | #REF! | #REF!
|  | B1-15 | Chilled Water | FCU | Security Control Room | 1 | 58 | 3 |  | 5.1724 |  | 9.7 | 9.3 | 830 | 0.16724 | 14.3103 | 1 | 11.54 | 9.58 | 765 | 0.55 |  | 1 | 12.117 | 10.059 | 765 | 0.55 |  | 220/1/50 |  | FCU | AHU | FAHU | Cassette | Air Cooled Chiller | Water Cooled Chiller | Cooling Tower | Pump | #REF! | #REF! | #REF! | #REF! | #REF!
|  | B1-16 | Chilled Water | FCU | WorkShop | 1 | 32.2 | 3 |  | 9.3168 |  | 4.1 | 3.8 | 315 | 0.12733 | 9.7826 | 1 | 4.97 | 4.13 | 327 | 0.15 |  | 1 | 5.2185 | 4.3365 | 327 | 0.15 |  | 220/1/50 |  | FCU | AHU | FAHU | Cassette | Air Cooled Chiller | Water Cooled Chiller | Cooling Tower | Pump | #REF! | #REF! | #REF! | #REF! | #REF!
|  | B1-17 | Chilled Water | FCU | Grease Trap Room | 1 | 78.9 | 1 |  | 1.2674 |  | 8.4 | 7.8 | 650 | 0.10646 | 8.2383 | 1 | 9.76 | 8 | 630 | 0.388 |  | 1 | 10.248 | 8.4 | 630 | 0.388 |  | 220/1/50 |  | FCU | AHU | FAHU | Cassette | Air Cooled Chiller | Water Cooled Chiller | Cooling Tower | Pump | #REF! | #REF! | #REF! | #REF! | #REF!
|  | B1-18 | Chilled Water | FCU | Services-2 | 1 | 84.6 | 1 |  | 1.182 |  | 5 | 4.6 | 384 | 0.059102 | 4.539 | 1 | 6.2 | 5.02 | 375 | 0.16 |  | 1 | 6.51 | 5.271 | 375 | 0.16 |  | 220/1/50 |  | FCU | AHU | FAHU | Cassette | Air Cooled Chiller | Water Cooled Chiller | Cooling Tower | Pump | #REF! | #REF! | #REF! | #REF! | #REF!
|  | GF-01-A | Chilled Water | FCU | Corridor-1 / Store | 1 | 74.9 | 1 |  | 1.3351 |  | 3.4 | 3.2 | 242.5 | 0.045394 | 3.2377 | 1 | 3.83 | 3.06 | 222 | 0.148 |  | 1 | 4.0215 | 3.213 | 222 | 0.148 |  | 220/1/50 |  | FCU | AHU | FAHU | Cassette | Air Cooled Chiller | Water Cooled Chiller | Cooling Tower | Pump | #REF! | #REF! | #REF! | #REF! | #REF!
|  | GF-02 | Chilled Water | FCU | Corridor-2 | 1 | 26.8 | 1 |  | 3.7313 |  | 2.8 | 2.6 | 226 | 0.10448 | 8.4328 | 1 | 3.83 | 3.06 | 222 | 0.148 |  | 1 | 4.0215 | 3.213 | 222 | 0.148 |  | 220/1/50 |  | FCU | AHU | FAHU | Cassette | Air Cooled Chiller | Water Cooled Chiller | Cooling Tower | Pump | #REF! | #REF! | #REF! | #REF! | #REF!
|  | GF-01-B | Chilled Water | FCU | Corridor -01/Lift lobby-01/IDF | 1 | 108.6 | 7 |  | 6.4457 |  | 6.4 | 5.7 | 465.5 | 0.058932 | 4.2864 | 1 | 7.71 | 6.17 | 448 | 0.346 |  | 1 | 8.0955 | 6.4785 | 448 | 0.346 |  | 220/1/50 |  | FCU | AHU | FAHU | Cassette | Air Cooled Chiller | Water Cooled Chiller | Cooling Tower | Pump | #REF! | #REF! | #REF! | #REF! | #REF!
|  | GF-03 | Chilled Water | FCU | Lift lobby-02/Electrical room/SL/FL lobby | 1 | 66.8 | 6 |  | 8.982 |  | 4 | 3.3 | 276 | 0.05988 | 4.1317 | 1 | 4.07 | 3.38 | 276 | 0.15 |  | 1 | 4.2735 | 3.549 | 276 | 0.15 |  | 220/1/50 |  | FCU | AHU | FAHU | Cassette | Air Cooled Chiller | Water Cooled Chiller | Cooling Tower | Pump | #REF! | #REF! | #REF! | #REF! | #REF!
|  | GF-04 | Chilled Water | FCU | CBS room/FCC room | 1 | 36.4 | 2 |  | 5.4945 |  | 8.6 | 8.1 | 651 | 0.23626 | 17.8846 | 1 | 9.39 | 7.51 | 548 | 0.388 |  | 1 | 9.8595 | 7.8855 | 548 | 0.388 |  | 220/1/50 |  | FCU | AHU | FAHU | Cassette | Air Cooled Chiller | Water Cooled Chiller | Cooling Tower | Pump | #REF! | #REF! | #REF! | #REF! | #REF!
|  | GF-05 | Chilled Water | FCU | Bulk Store | 1 | 7 | 1 |  | 14.2857 |  | 1.2 | 0.9 | 71 | 0.17143 | 10.1429 | 1 | 1.87 | 1.51 | 115 | 0.085 |  | 1 | 1.9635 | 1.5855 | 115 | 0.085 |  | 220/1/50 |  | FCU | AHU | FAHU | Cassette | Air Cooled Chiller | Water Cooled Chiller | Cooling Tower | Pump | #REF! | #REF! | #REF! | #REF! | #REF!
|  | GF-06 | Chilled Water | FCU | Move IN/OUT Store | 1 | 5.7 | 1 |  | 17.5439 |  | 1 | 0.7 | 60 | 0.17544 | 10.5263 | 1 | 1.87 | 1.51 | 115 | 0.085 |  | 1 | 1.9635 | 1.5855 | 115 | 0.085 |  | 220/1/50 |  | FCU | AHU | FAHU | Cassette | Air Cooled Chiller | Water Cooled Chiller | Cooling Tower | Pump | #REF! | #REF! | #REF! | #REF! | #REF!
|  | GF-07 | Chilled Water | FCU | Garbage | 1 | 80.8 | 2 |  | 2.4752 |  | 6.1 | 5.2 | 599 | 0.075495 | 7.4134 | 1 | 9.76 | 8 | 630 | 0.388 |  | 1 | 10.248 | 8.4 | 630 | 0.388 |  | 220/1/50 |  | FCU | AHU | FAHU | Cassette | Air Cooled Chiller | Water Cooled Chiller | Cooling Tower | Pump | #REF! | #REF! | #REF! | #REF! | #REF!
|  | GF-08 | Chilled Water | FCU | BOH Corridor | 1 | 46.1 | 5 |  | 10.846 |  | 4.6 | 4.1 | 345 | 0.099783 | 7.4837 | 1 | 5.24 | 4.24 | 324 | 0.16 |  | 1 | 5.502 | 4.452 | 324 | 0.16 |  | 220/1/50 |  | FCU | AHU | FAHU | Cassette | Air Cooled Chiller | Water Cooled Chiller | Cooling Tower | Pump | #REF! | #REF! | #REF! | #REF! | #REF!
|  | GF-09 A,B & C | Chilled Water | FCU | LV Room | 1 | 193.5 | 1 |  | 0.5168 |  | 12.0667 | 11.7333 | 865 | 0.06236 | 4.4703 | 3 | 11.54 | 9.58 | 765 | 0.55 |  | 3 | 12.117 | 10.059 | 765 | 0.55 |  | 220/1/50 |  | FCU | AHU | FAHU | Cassette | Air Cooled Chiller | Water Cooled Chiller | Cooling Tower | Pump | #REF! | #REF! | #REF! | #REF! | #REF!
|  | GF-10 | Chilled Water | FCU | Guard / Service | 1 | 25.6 | 2 |  | 7.8125 |  | 5.9 | 5.6 | 461 | 0.23047 | 18.0078 | 1 | 7.71 | 6.17 | 448 | 0.346 |  | 1 | 8.0955 | 6.4785 | 448 | 0.346 |  | 220/1/50 |  | FCU | AHU | FAHU | Cassette | Air Cooled Chiller | Water Cooled Chiller | Cooling Tower | Pump | #REF! | #REF! | #REF! | #REF! | #REF!
|  | GF-14 | Chilled Water | FCU | Waste Collection | 1 | 30 | 2 |  | 6.6667 |  | 8.4 | 8.1 | 666 | 0.28 | 22.2 | 1 | 9.76 | 8 | 630 | 0.388 |  | 1 | 10.248 | 8.4 | 630 | 0.388 |  | 220/1/50 |  | FCU | AHU | FAHU | Cassette | Air Cooled Chiller | Water Cooled Chiller | Cooling Tower | Pump | #REF! | #REF! | #REF! | #REF! | #REF!
|  | GF-15 | Chilled Water | AHU | Ground floor Entrance lobby | 1 | 195 | 32 |  | 16.4103 |  | 41.9 | 38.9 | 3546 | 0.21487 | 18.1846 | 1 | 46.64 | 40 | 12766 | 1.02 |  | 1 | 48.972 | 42 | 12766 | 1.02 |  | 400/3/50 |  | FCU | AHU | FAHU | Cassette | Air Cooled Chiller | Water Cooled Chiller | Cooling Tower | Pump | #REF! | #REF! | #REF! | #REF! | #REF!
|  | L01-01 A | Chilled Water | FCU | 2 BHK-01- M.Bedrm + Walk in closet + M.Bath | 1 | 30.9 | 2 |  | 6.4725 |  | 3.1 | 2.9 | 235 | 0.10032 | 7.6052 | 1 | 3.83 | 3.06 | 222 | 0.148 |  | 1 | 4.0215 | 3.213 | 222 | 0.148 |  | 220/1/50 |  | FCU | AHU | FAHU | Cassette | Air Cooled Chiller | Water Cooled Chiller | Cooling Tower | Pump | #REF! | #REF! | #REF! | #REF! | #REF!
|  | L01-01 B | Chilled Water | FCU | 2 BHK-01 - Bedrm.01 + Bath + Corridor | 1 | 27.9 | 2 |  | 7.1685 |  | 3 | 2.8 | 227 | 0.10753 | 8.1362 | 1 | 3.83 | 3.06 | 222 | 0.148 |  | 1 | 4.0215 | 3.213 | 222 | 0.148 |  | 220/1/50 |  | FCU | AHU | FAHU | Cassette | Air Cooled Chiller | Water Cooled Chiller | Cooling Tower | Pump | #REF! | #REF! | #REF! | #REF! | #REF!
|  | L01-01 C | Chilled Water | FCU | 2 BHK-01 - Kitchen + Living | 1 | 35.5 | 7 |  | 19.7183 |  | 5.6 | 4.8 | 392 | 0.15775 | 11.0423 | 1 | 5.24 | 4.24 | 324 | 0.16 |  | 1 | 5.502 | 4.452 | 324 | 0.16 |  | 220/1/50 |  | FCU | AHU | FAHU | Cassette | Air Cooled Chiller | Water Cooled Chiller | Cooling Tower | Pump | #REF! | #REF! | #REF! | #REF! | #REF!
|  | L01-02A | Chilled Water | FCU | 1 BHK-02 - Bd Rm, WIC, Bath, Kitchen, Living, Corridor | 1 | 60.3 | 7 |  | 11.6086 |  | 7.1 | 6.3 | 527 | 0.11774 | 8.7396 | 1 | 7.6 | 6.31 | 511 | 0.378 |  | 1 | 7.98 | 6.6255 | 511 | 0.378 |  | 220/1/50 |  | FCU | AHU | FAHU | Cassette | Air Cooled Chiller | Water Cooled Chiller | Cooling Tower | Pump | #REF! | #REF! | #REF! | #REF! | #REF!
|  | L01-03A | Chilled Water | FCU | 2 BHK-03 - M.Bedrm + Walk in closet + M.Bath | 1 | 31.2 | 2 |  | 6.4103 |  | 3.7 | 3.5 | 288 | 0.11859 | 9.2308 | 1 | 4.07 | 3.38 | 276 | 0.15 |  | 1 | 4.2735 | 3.549 | 276 | 0.15 |  | 220/1/50 |  | FCU | AHU | FAHU | Cassette | Air Cooled Chiller | Water Cooled Chiller | Cooling Tower | Pump | #REF! | #REF! | #REF! | #REF! | #REF!
|  | L01-03B | Chilled Water | FCU | 2 BHK-03 - Bedrm.01 + Bath + Corridor | 1 | 25.8 | 2 |  | 7.7519 |  | 2.6 | 2.4 | 193 | 0.10078 | 7.4806 | 1 | 3.19 | 2.49 | 172 | 0.093 |  | 1 | 3.3495 | 2.6145 | 172 | 0.093 |  | 220/1/50 |  | FCU | AHU | FAHU | Cassette | Air Cooled Chiller | Water Cooled Chiller | Cooling Tower | Pump | #REF! | #REF! | #REF! | #REF! | #REF!
|  | L01-03C | Chilled Water | FCU | 2 BHK-03 - Kitchen + Living | 1 | 37 | 7 |  | 18.9189 |  | 5.6 | 4.8 | 397 | 0.15135 | 10.7297 | 1 | 5.24 | 4.24 | 324 | 0.16 |  | 1 | 5.502 | 4.452 | 324 | 0.16 |  | 220/1/50 |  | FCU | AHU | FAHU | Cassette | Air Cooled Chiller | Water Cooled Chiller | Cooling Tower | Pump | #REF! | #REF! | #REF! | #REF! | #REF!
|  | L01-06A | Chilled Water | FCU | 2 BHK-06 - M.Bedrm + M.Bath | 1 | 30.5 | 2 |  | 6.5574 |  | 3.3 | 3.1 | 258 | 0.1082 | 8.459 | 1 | 3.83 | 3.06 | 222 | 0.148 |  | 1 | 4.0215 | 3.213 | 222 | 0.148 |  | 220/1/50 |  | FCU | AHU | FAHU | Cassette | Air Cooled Chiller | Water Cooled Chiller | Cooling Tower | Pump | #REF! | #REF! | #REF! | #REF! | #REF!
|  | L01-06B | Chilled Water | FCU | 2 BHK-06 - Bedrm.01 + Bath + Corridor | 1 | 25.6 | 2 |  | 7.8125 |  | 3.1 | 2.9 | 239 | 0.12109 | 9.3359 | 1 | 3.83 | 3.06 | 222 | 0.148 |  | 1 | 4.0215 | 3.213 | 222 | 0.148 |  | 220/1/50 |  | FCU | AHU | FAHU | Cassette | Air Cooled Chiller | Water Cooled Chiller | Cooling Tower | Pump | #REF! | #REF! | #REF! | #REF! | #REF!
|  | L01-06C | Chilled Water | FCU | 2 BHK-06 - Kitchen + Living | 1 | 36.7 | 7 |  | 19.0736 |  | 6 | 5.3 | 430 | 0.16349 | 11.7166 | 1 | 6.84 | 5.54 | 423 | 0.317 |  | 1 | 7.182 | 5.817 | 423 | 0.317 |  | 220/1/50 |  | FCU | AHU | FAHU | Cassette | Air Cooled Chiller | Water Cooled Chiller | Cooling Tower | Pump | #REF! | #REF! | #REF! | #REF! | #REF!
|  | L01-07A | Chilled Water | FCU | 1 BHK-07 - Bd Rm, WIC, Bath, Kitchen, Living, Corridor | 1 | 61.6 | 7 |  | 11.3636 |  | 7.3 | 6.4 | 533 | 0.11851 | 8.6526 | 1 | 7.6 | 6.31 | 511 | 0.378 |  | 1 | 7.98 | 6.6255 | 511 | 0.378 |  | 220/1/50 |  | FCU | AHU | FAHU | Cassette | Air Cooled Chiller | Water Cooled Chiller | Cooling Tower | Pump | #REF! | #REF! | #REF! | #REF! | #REF!
|  | L01-08A | Chilled Water | FCU | 1 BHK-08 - Bd Rm, WIC, Bath, Kitchen, Living, Corridor | 1 | 61.6 | 7 |  | 11.3636 |  | 7.3 | 6.4 | 533 | 0.11851 | 8.6526 | 1 | 7.6 | 6.31 | 511 | 0.378 |  | 1 | 7.98 | 6.6255 | 511 | 0.378 |  | 220/1/50 |  | FCU | AHU | FAHU | Cassette | Air Cooled Chiller | Water Cooled Chiller | Cooling Tower | Pump | #REF! | #REF! | #REF! | #REF! | #REF!
|  | L01-09A | Chilled Water | FCU | 1 BHK-09 - Bd Rm, WIC, Bath, Kitchen, Living, Corridor | 1 | 60.6 | 7 |  | 11.5512 |  | 7.9 | 7.1 | 580 | 0.13036 | 9.571 | 1 | 9.39 | 7.51 | 548 | 0.388 |  | 1 | 9.8595 | 7.8855 | 548 | 0.388 |  | 220/1/50 |  | FCU | AHU | FAHU | Cassette | Air Cooled Chiller | Water Cooled Chiller | Cooling Tower | Pump | #REF! | #REF! | #REF! | #REF! | #REF!
|  | L01-13 B | Chilled Water | FCU | Corridor / Electrical (Non core area) | 1 | 75 | 2 |  | 2.6667 |  | 3.6 | 3.3 | 265 | 0.048 | 3.5333 | 1 | 4.07 | 3.38 | 276 | 0.15 |  | 1 | 4.2735 | 3.549 | 276 | 0.15 |  | 220/1/50 |  | FCU | AHU | FAHU | Cassette | Air Cooled Chiller | Water Cooled Chiller | Cooling Tower | Pump | #REF! | #REF! | #REF! | #REF! | #REF!
|  | L01-13 A & C | Chilled Water | FCU | Corridor | 1 | 139 | 1 |  | 0.71942 |  | 2.3 | 2.1 | 167 | 0.016547 | 1.2014 | 2 | 3.19 | 2.49 | 172 | 0.093 |  | 2 | 3.3495 | 2.6145 | 172 | 0.093 |  | 220/1/50 |  | FCU | AHU | FAHU | Cassette | Air Cooled Chiller | Water Cooled Chiller | Cooling Tower | Pump | #REF! | #REF! | #REF! | #REF! | #REF!
|  | L01-12 | Chilled Water | FCU | IDF / Lift Lobby1 | 1 | 39.4 | 5 |  | 12.6904 |  | 3.2 | 2.8 | 223 | 0.081218 | 5.6599 | 1 | 3.83 | 3.06 | 222 | 0.148 |  | 1 | 4.0215 | 3.213 | 222 | 0.148 |  | 220/1/50 |  | FCU | AHU | FAHU | Cassette | Air Cooled Chiller | Water Cooled Chiller | Cooling Tower | Pump | #REF! | #REF! | #REF! | #REF! | #REF!
|  | L01-10 | Chilled Water | FCU | SL/FL Lobby, Electrical room, Lift lobby -02 | 1 | 59.4 | 6 |  | 10.101 |  | 3.1 | 2.5 | 202 | 0.052189 | 3.4007 | 1 | 3.83 | 3.06 | 222 | 0.148 |  | 1 | 4.0215 | 3.213 | 222 | 0.148 |  | 220/1/50 |  | FCU | AHU | FAHU | Cassette | Air Cooled Chiller | Water Cooled Chiller | Cooling Tower | Pump | #REF! | #REF! | #REF! | #REF! | #REF!
|  | L01-11 | Chilled Water | FCU | FAHU RM | 1 | 92.2 | 0 |  | 0 |  | 12.7 | 12.2 | 781 | 0.13774 | 8.4707 | 1 | 13.58 | 10.86 | 812 | 0.55 |  | 1 | 14.259 | 11.403 | 812 | 0.55 |  | 220/1/50 |  | FCU | AHU | FAHU | Cassette | Air Cooled Chiller | Water Cooled Chiller | Cooling Tower | Pump | #REF! | #REF! | #REF! | #REF! | #REF!
|  | TF1-01 A (2F-4F) | Chilled Water | FCU | 2 BHK-01- M.Bedrm + Walk in closet + M.Bath | 3 | 30.9 | 2 |  | 6.4725 |  | 3 | 2.8 | 228 | 0.097087 | 7.3786 | 1 | 3.83 | 3.06 | 222 | 0.148 |  | 1 | 4.0215 | 3.213 | 222 | 0.148 |  | 220/1/50 |  | FCU | AHU | FAHU | Cassette | Air Cooled Chiller | Water Cooled Chiller | Cooling Tower | Pump | #REF! | #REF! | #REF! | #REF! | #REF!
|  | TF1-01 B (2F-4F) | Chilled Water | FCU | 2 BHK-01 - Bedrm.01 + Bath + Corridor | 3 | 27.9 | 2 |  | 7.1685 |  | 2.3 | 2.1 | 178 | 0.082437 | 6.3799 | 1 | 3.19 | 2.49 | 172 | 0.093 |  | 1 | 3.3495 | 2.6145 | 172 | 0.093 |  | 220/1/50 |  | FCU | AHU | FAHU | Cassette | Air Cooled Chiller | Water Cooled Chiller | Cooling Tower | Pump | #REF! | #REF! | #REF! | #REF! | #REF!
|  | TF1-01 C (2F-4F) | Chilled Water | FCU | 2 BHK-01 - Kitchen + Living | 3 | 35.5 | 7 |  | 19.7183 |  | 4.7 | 3.9 | 317 | 0.13239 | 8.9296 | 1 | 5.24 | 4.24 | 324 | 0.16 |  | 1 | 5.502 | 4.452 | 324 | 0.16 |  | 220/1/50 |  | FCU | AHU | FAHU | Cassette | Air Cooled Chiller | Water Cooled Chiller | Cooling Tower | Pump | #REF! | #REF! | #REF! | #REF! | #REF!
|  | TF1-02A (2F-4F) | Chilled Water | FCU | 1 BHK-02 - Bd Rm, WIC, Bath, Kitchen, Living, Corridor | 3 | 60.3 | 7 |  | 11.6086 |  | 6.8 | 6 | 494 | 0.11277 | 8.1924 | 1 | 7.6 | 6.31 | 511 | 0.378 |  | 1 | 7.98 | 6.6255 | 511 | 0.378 |  | 220/1/50 |  | FCU | AHU | FAHU | Cassette | Air Cooled Chiller | Water Cooled Chiller | Cooling Tower | Pump | #REF! | #REF! | #REF! | #REF! | #REF!
|  | TF1-03 A (2F-4F) | Chilled Water | FCU | 2 BHK-03- M.Bedrm + Walk in closet + M.Bath | 3 | 32.2 | 2 |  | 6.2112 |  | 2.9 | 2.7 | 217 | 0.090062 | 6.7391 | 1 | 3.83 | 3.06 | 222 | 0.148 |  | 1 | 4.0215 | 3.213 | 222 | 0.148 |  | 220/1/50 |  | FCU | AHU | FAHU | Cassette | Air Cooled Chiller | Water Cooled Chiller | Cooling Tower | Pump | #REF! | #REF! | #REF! | #REF! | #REF!
|  | TF1-03 B (2F-4F) | Chilled Water | FCU | 2 BHK-03 - Bedrm.01 + Bath + Corridor | 3 | 25.8 | 2 |  | 7.7519 |  | 2.5 | 2.3 | 191 | 0.096899 | 7.4031 | 1 | 3.19 | 2.49 | 172 | 0.093 |  | 1 | 3.3495 | 2.6145 | 172 | 0.093 |  | 220/1/50 |  | FCU | AHU | FAHU | Cassette | Air Cooled Chiller | Water Cooled Chiller | Cooling Tower | Pump | #REF! | #REF! | #REF! | #REF! | #REF!
|  | TF1-03 C (2F-4F) | Chilled Water | FCU | 2 BHK-03 - Kitchen + Living | 3 | 37 | 7 |  | 18.9189 |  | 5.7 | 5 | 405 | 0.15405 | 10.9459 | 1 | 6.84 | 5.54 | 423 | 0.317 |  | 1 | 7.182 | 5.817 | 423 | 0.317 |  | 220/1/50 |  | FCU | AHU | FAHU | Cassette | Air Cooled Chiller | Water Cooled Chiller | Cooling Tower | Pump | #REF! | #REF! | #REF! | #REF! | #REF!
|  | TF1-06 A (2F-4F) | Chilled Water | FCU | 2 BHK-06- M.Bedrm + M.Bath | 3 | 30.5 | 2 |  | 6.5574 |  | 3.4 | 3.2 | 263 | 0.11148 | 8.623 | 1 | 4.07 | 3.38 | 276 | 0.15 |  | 1 | 4.2735 | 3.549 | 276 | 0.15 |  | 220/1/50 |  | FCU | AHU | FAHU | Cassette | Air Cooled Chiller | Water Cooled Chiller | Cooling Tower | Pump | #REF! | #REF! | #REF! | #REF! | #REF!
|  | TF1-06 B (2F-4F) | Chilled Water | FCU | 2 BHK-06 - Bedrm.01 + Bath + Corridor | 3 | 25.6 | 2 |  | 7.8125 |  | 3 | 2.8 | 229 | 0.11719 | 8.9453 | 1 | 3.83 | 3.06 | 222 | 0.148 |  | 1 | 4.0215 | 3.213 | 222 | 0.148 |  | 220/1/50 |  | FCU | AHU | FAHU | Cassette | Air Cooled Chiller | Water Cooled Chiller | Cooling Tower | Pump | #REF! | #REF! | #REF! | #REF! | #REF!
|  | TF1-06 C (2F-4F) | Chilled Water | FCU | 2 BHK-06 - Kitchen + Living | 3 | 36.7 | 7 |  | 19.0736 |  | 6 | 5.3 | 430 | 0.16349 | 11.7166 | 1 | 6.84 | 5.54 | 423 | 0.317 |  | 1 | 7.182 | 5.817 | 423 | 0.317 |  | 220/1/50 |  | FCU | AHU | FAHU | Cassette | Air Cooled Chiller | Water Cooled Chiller | Cooling Tower | Pump | #REF! | #REF! | #REF! | #REF! | #REF!
|  | TF1-07A (2F-4F) | Chilled Water | FCU | 1 BHK-07 - Bd Rm, WIC, Bath, Kitchen, Living, Corridor | 3 | 61.6 | 7 |  | 11.3636 |  | 7.4 | 6.6 | 542 | 0.12013 | 8.7987 | 1 | 9.39 | 7.51 | 548 | 0.388 |  | 1 | 9.8595 | 7.8855 | 548 | 0.388 |  | 220/1/50 |  | FCU | AHU | FAHU | Cassette | Air Cooled Chiller | Water Cooled Chiller | Cooling Tower | Pump | #REF! | #REF! | #REF! | #REF! | #REF!
|  | TF1-08A (2F-4F) | Chilled Water | FCU | 1 BHK-08 - Bd Rm, WIC, Bath, Kitchen, Living, Corridor | 3 | 61.6 | 7 |  | 11.3636 |  | 7.6 | 6.8 | 554 | 0.12338 | 8.9935 | 1 | 9.39 | 7.51 | 548 | 0.388 |  | 1 | 9.8595 | 7.8855 | 548 | 0.388 |  | 220/1/50 |  | FCU | AHU | FAHU | Cassette | Air Cooled Chiller | Water Cooled Chiller | Cooling Tower | Pump | #REF! | #REF! | #REF! | #REF! | #REF!
|  | TF1-09A (2F-4F) | Chilled Water | FCU | 1 BHK-09 - Bd Rm, WIC, Bath, Kitchen, Living, Corridor | 3 | 60.6 | 7 |  | 11.5512 |  | 7.8 | 7 | 576 | 0.12871 | 9.505 | 1 | 9.39 | 7.51 | 548 | 0.388 |  | 1 | 9.8595 | 7.8855 | 548 | 0.388 |  | 220/1/50 |  | FCU | AHU | FAHU | Cassette | Air Cooled Chiller | Water Cooled Chiller | Cooling Tower | Pump | #REF! | #REF! | #REF! | #REF! | #REF!
|  | L02-04A (2F) | Chilled Water | FCU | 1 BHK-04 - Bd Rm, WIC, Bath, Kitchen, Living, Corridor | 1 | 60.9 | 7 |  | 11.4943 |  | 7.1 | 6.3 | 520 | 0.11658 | 8.5386 | 1 | 7.6 | 6.31 | 511 | 0.378 |  | 1 | 7.98 | 6.6255 | 511 | 0.378 |  | 220/1/50 |  | FCU | AHU | FAHU | Cassette | Air Cooled Chiller | Water Cooled Chiller | Cooling Tower | Pump | #REF! | #REF! | #REF! | #REF! | #REF!
|  | L02-05A (2F) | Chilled Water | FCU | 1 BHK-05 - Bd Rm, WIC, Bath, Kitchen, Living, Corridor | 1 | 60.9 | 7 |  | 11.4943 |  | 7.1 | 6.3 | 520 | 0.11658 | 8.5386 | 1 | 7.6 | 6.31 | 511 | 0.378 |  | 1 | 7.98 | 6.6255 | 511 | 0.378 |  | 220/1/50 |  | FCU | AHU | FAHU | Cassette | Air Cooled Chiller | Water Cooled Chiller | Cooling Tower | Pump | #REF! | #REF! | #REF! | #REF! | #REF!
|  | TF1-04A (3F-4F) | Chilled Water | FCU | 1 BHK-04 - Bd Rm, WIC, Bath, Kitchen, Living, Corridor | 2 | 60.9 | 7 |  | 11.4943 |  | 6.8 | 6 | 502 | 0.11166 | 8.243 | 1 | 7.6 | 6.31 | 511 | 0.378 |  | 1 | 7.98 | 6.6255 | 511 | 0.378 |  | 220/1/50 |  | FCU | AHU | FAHU | Cassette | Air Cooled Chiller | Water Cooled Chiller | Cooling Tower | Pump | #REF! | #REF! | #REF! | #REF! | #REF!
|  | TF1-05A (3F-4F) | Chilled Water | FCU | 1 BHK-05 - Bd Rm, WIC, Bath, Kitchen, Living, Corridor | 2 | 60.9 | 7 |  | 11.4943 |  | 6.9 | 6.1 | 512 | 0.1133 | 8.4072 | 1 | 7.6 | 6.31 | 511 | 0.378 |  | 1 | 7.98 | 6.6255 | 511 | 0.378 |  | 220/1/50 |  | FCU | AHU | FAHU | Cassette | Air Cooled Chiller | Water Cooled Chiller | Cooling Tower | Pump | #REF! | #REF! | #REF! | #REF! | #REF!
|  | TF1-10 B(2F-4F) | Chilled Water | FCU | Corridor / Electrical (Non core area) | 3 | 74.8 | 2 |  | 2.6738 |  | 3.4 | 3.1 | 252 | 0.045455 | 3.369 | 1 | 3.83 | 3.06 | 222 | 0.148 |  | 1 | 4.0215 | 3.213 | 222 | 0.148 |  | 220/1/50 |  | FCU | AHU | FAHU | Cassette | Air Cooled Chiller | Water Cooled Chiller | Cooling Tower | Pump | #REF! | #REF! | #REF! | #REF! | #REF!
|  | TF1-10 A & C(2F-4F) | Chilled Water | FCU | Corridor | 3 | 138 | 1 |  | 0.72464 |  | 2.2 | 2 | 162 | 0.015942 | 1.1739 | 2 | 3.19 | 2.49 | 172 | 0.093 |  | 2 | 3.3495 | 2.6145 | 172 | 0.093 |  | 220/1/50 |  | FCU | AHU | FAHU | Cassette | Air Cooled Chiller | Water Cooled Chiller | Cooling Tower | Pump | #REF! | #REF! | #REF! | #REF! | #REF!
|  | TF1-11(2F-9F) | Chilled Water | FCU | IDF / Lift Lobby1 | 8 | 39.4 | 5 |  | 12.6904 |  | 3.2 | 2.8 | 223 | 0.081218 | 5.6599 | 1 | 3.83 | 3.06 | 222 | 0.48 |  | 1 | 4.0215 | 3.213 | 222 | 0.48 |  | 220/1/50 |  | FCU | AHU | FAHU | Cassette | Air Cooled Chiller | Water Cooled Chiller | Cooling Tower | Pump | #REF! | #REF! | #REF! | #REF! | #REF!
|  | TF1-12(2F-9F) | Chilled Water | FCU | SL/FL Lobby, Electrical room, Lift lobby -02 | 8 | 61.8 | 6 |  | 9.7087 |  | 3 | 2.4 | 199 | 0.048544 | 3.2201 | 1 | 3.19 | 2.49 | 172 | 0.093 |  | 1 | 3.3495 | 2.6145 | 172 | 0.093 |  | 220/1/50 |  | FCU | AHU | FAHU | Cassette | Air Cooled Chiller | Water Cooled Chiller | Cooling Tower | Pump | #REF! | #REF! | #REF! | #REF! | #REF!
|  | TF2-01 A (5F-9F) | Chilled Water | FCU | 2 BHK-01- M.Bedrm + Walk in closet + M.Bath | 5 | 30.9 | 2 |  | 6.4725 |  | 3 | 2.8 | 228 | 0.097087 | 7.3786 | 1 | 3.83 | 3.06 | 222 | 0.148 |  | 1 | 4.0215 | 3.213 | 222 | 0.148 |  | 220/1/50 |  | FCU | AHU | FAHU | Cassette | Air Cooled Chiller | Water Cooled Chiller | Cooling Tower | Pump | #REF! | #REF! | #REF! | #REF! | #REF!
|  | TF2-01 B (5F-9F) | Chilled Water | FCU | 2 BHK-01 - Bedrm.01 + Bath + Corridor | 5 | 27.9 | 2 |  | 7.1685 |  | 2.3 | 2.1 | 178 | 0.082437 | 6.3799 | 1 | 3.19 | 2.49 | 172 | 0.093 |  | 1 | 3.3495 | 2.6145 | 172 | 0.093 |  | 220/1/50 |  | FCU | AHU | FAHU | Cassette | Air Cooled Chiller | Water Cooled Chiller | Cooling Tower | Pump | #REF! | #REF! | #REF! | #REF! | #REF!
|  | TF2-01 C (5F-9F) | Chilled Water | FCU | 2 BHK-01 - Kitchen + Living | 5 | 35.5 | 7 |  | 19.7183 |  | 4.7 | 3.9 | 317 | 0.13239 | 8.9296 | 1 | 5.24 | 4.24 | 324 | 0.16 |  | 1 | 5.502 | 4.452 | 324 | 0.16 |  | 220/1/50 |  | FCU | AHU | FAHU | Cassette | Air Cooled Chiller | Water Cooled Chiller | Cooling Tower | Pump | #REF! | #REF! | #REF! | #REF! | #REF!
|  | TF2-02A (5F-9F) | Chilled Water | FCU | 1 BHK-02 - Bd Rm, WIC, Bath, Kitchen, Living, Corridor | 5 | 60.3 | 7 |  | 11.6086 |  | 6.8 | 6 | 494 | 0.11277 | 8.1924 | 1 | 7.6 | 6.31 | 511 | 0.378 |  | 1 | 7.98 | 6.6255 | 511 | 0.378 |  | 220/1/50 |  | FCU | AHU | FAHU | Cassette | Air Cooled Chiller | Water Cooled Chiller | Cooling Tower | Pump | #REF! | #REF! | #REF! | #REF! | #REF!
|  | TF2-03 A(5F-9F) | Chilled Water | FCU | 2 BHK-03- M.Bedrm + Walk in closet + M.Bath | 5 | 32.2 | 2 |  | 6.2112 |  | 2.9 | 2.7 | 217 | 0.090062 | 6.7391 | 1 | 3.83 | 3.06 | 222 | 0.148 |  | 1 | 4.0215 | 3.213 | 222 | 0.148 |  | 220/1/50 |  | FCU | AHU | FAHU | Cassette | Air Cooled Chiller | Water Cooled Chiller | Cooling Tower | Pump | #REF! | #REF! | #REF! | #REF! | #REF!
|  | TF2-03 B(5F-9F) | Chilled Water | FCU | 2 BHK-03 - Bedrm.01 + Bath + Corridor | 5 | 25.8 | 2 |  | 7.7519 |  | 2.5 | 2.3 | 191 | 0.096899 | 7.4031 | 1 | 3.19 | 2.49 | 172 | 0.093 |  | 1 | 3.3495 | 2.6145 | 172 | 0.093 |  | 220/1/50 |  | FCU | AHU | FAHU | Cassette | Air Cooled Chiller | Water Cooled Chiller | Cooling Tower | Pump | #REF! | #REF! | #REF! | #REF! | #REF!
|  | TF2-03 C(5F-9F) | Chilled Water | FCU | 2 BHK-03 - Kitchen + Living | 5 | 37 | 7 |  | 18.9189 |  | 5.7 | 5 | 405 | 0.15405 | 10.9459 | 1 | 6.84 | 5.54 | 423 | 0.317 |  | 1 | 7.182 | 5.817 | 423 | 0.317 |  | 220/1/50 |  | FCU | AHU | FAHU | Cassette | Air Cooled Chiller | Water Cooled Chiller | Cooling Tower | Pump | #REF! | #REF! | #REF! | #REF! | #REF!
|  | TF2-04A(5F-9F) | Chilled Water | FCU | 1 BHK-04 - Bd Rm, WIC, Bath, Kitchen, Living, Corridor | 5 | 60.9 | 7 |  | 11.4943 |  | 6.8 | 6 | 502 | 0.11166 | 8.243 | 1 | 7.6 | 6.31 | 511 | 0.378 |  | 1 | 7.98 | 6.6255 | 511 | 0.378 |  | 220/1/50 |  | FCU | AHU | FAHU | Cassette | Air Cooled Chiller | Water Cooled Chiller | Cooling Tower | Pump | #REF! | #REF! | #REF! | #REF! | #REF!
|  | TF2-05A(5F-9F) | Chilled Water | FCU | 1 BHK-05 - Bd Rm, WIC, Bath, Kitchen, Living, Corridor | 5 | 60.9 | 7 |  | 11.4943 |  | 6.9 | 6.1 | 512 | 0.1133 | 8.4072 | 1 | 7.6 | 6.31 | 511 | 0.378 |  | 1 | 7.98 | 6.6255 | 511 | 0.378 |  | 220/1/50 |  | FCU | AHU | FAHU | Cassette | Air Cooled Chiller | Water Cooled Chiller | Cooling Tower | Pump | #REF! | #REF! | #REF! | #REF! | #REF!
|  | TF2-06 A(5F-9F) | Chilled Water | FCU | 2 BHK-06 - M.Bedrm + M.Bath | 5 | 30.5 | 2 |  | 6.5574 |  | 3.4 | 3.2 | 263 | 0.11148 | 8.623 | 1 | 4.07 | 3.38 | 276 | 0.15 |  | 1 | 4.2735 | 3.549 | 276 | 0.15 |  | 220/1/50 |  | FCU | AHU | FAHU | Cassette | Air Cooled Chiller | Water Cooled Chiller | Cooling Tower | Pump | #REF! | #REF! | #REF! | #REF! | #REF!
|  | TF2-06 B(5F-9F) | Chilled Water | FCU | 2 BHK-06 - Bedrm.01 + Bath + Corridor | 5 | 25.6 | 2 |  | 7.8125 |  | 3 | 2.8 | 229 | 0.11719 | 8.9453 | 1 | 3.83 | 3.06 | 222 | 0.148 |  | 1 | 4.0215 | 3.213 | 222 | 0.148 |  | 220/1/50 |  | FCU | AHU | FAHU | Cassette | Air Cooled Chiller | Water Cooled Chiller | Cooling Tower | Pump | #REF! | #REF! | #REF! | #REF! | #REF!
|  | TF2-06 C(5F-9F) | Chilled Water | FCU | 2 BHK-06 - Kitchen + Living | 5 | 36.7 | 7 |  | 19.0736 |  | 6 | 5.3 | 430 | 0.16349 | 11.7166 | 1 | 6.84 | 5.54 | 423 | 0.317 |  | 1 | 7.182 | 5.817 | 423 | 0.317 |  | 220/1/50 |  | FCU | AHU | FAHU | Cassette | Air Cooled Chiller | Water Cooled Chiller | Cooling Tower | Pump | #REF! | #REF! | #REF! | #REF! | #REF!
|  | TF2-07A(5F-9F) | Chilled Water | FCU | 1 BHK-07 - Bd Rm, WIC, Bath, Kitchen, Living, Corridor | 5 | 61.6 | 7 |  | 11.3636 |  | 7.4 | 6.6 | 542 | 0.12013 | 8.7987 | 1 | 9.39 | 7.51 | 548 | 0.388 |  | 1 | 9.8595 | 7.8855 | 548 | 0.388 |  | 220/1/50 |  | FCU | AHU | FAHU | Cassette | Air Cooled Chiller | Water Cooled Chiller | Cooling Tower | Pump | #REF! | #REF! | #REF! | #REF! | #REF!
|  | TF2-08A(5F-9F) | Chilled Water | FCU | 1 BHK-08 - Bd Rm, WIC, Bath, Kitchen, Living, Corridor | 5 | 61.6 | 7 |  | 11.3636 |  | 7.6 | 6.8 | 554 | 0.12338 | 8.9935 | 1 | 9.39 | 7.51 | 548 | 0.388 |  | 1 | 9.8595 | 7.8855 | 548 | 0.388 |  | 220/1/50 |  | FCU | AHU | FAHU | Cassette | Air Cooled Chiller | Water Cooled Chiller | Cooling Tower | Pump | #REF! | #REF! | #REF! | #REF! | #REF!
|  | TF2-09A(5F-9F) | Chilled Water | FCU | 1 BHK-09 - Bd Rm, WIC, Bath, Kitchen, Living, Corridor | 5 | 60.6 | 7 |  | 11.5512 |  | 7.8 | 7 | 576 | 0.12871 | 9.505 | 1 | 9.39 | 7.51 | 548 | 0.388 |  | 1 | 9.8595 | 7.8855 | 548 | 0.388 |  | 220/1/50 |  | FCU | AHU | FAHU | Cassette | Air Cooled Chiller | Water Cooled Chiller | Cooling Tower | Pump | #REF! | #REF! | #REF! | #REF! | #REF!
|  | TF1-10 B(5F-9F) | Chilled Water | FCU | Corridor / Electrical (Non core area) | 5 | 74.8 | 2 |  | 2.6738 |  | 3.45 | 3.1 | 253 | 0.046123 | 3.3824 | 1 | 3.83 | 3.06 | 222 | 0.148 |  | 1 | 4.0215 | 3.213 | 222 | 0.148 |  | 220/1/50 |  | FCU | AHU | FAHU | Cassette | Air Cooled Chiller | Water Cooled Chiller | Cooling Tower | Pump | #REF! | #REF! | #REF! | #REF! | #REF!
|  | TF1-10 A & C(5F-9F) | Chilled Water | FCU | Corridor | 5 | 138 | 1 |  | 0.72464 |  | 2.23 | 2 | 163 | 0.016159 | 1.1812 | 2 | 3.19 | 2.49 | 172 | 0.093 |  | 2 | 3.3495 | 2.6145 | 172 | 0.093 |  | 220/1/50 |  | FCU | AHU | FAHU | Cassette | Air Cooled Chiller | Water Cooled Chiller | Cooling Tower | Pump | #REF! | #REF! | #REF! | #REF! | #REF!
|  | L03-01 | Chilled Water | FCU | FAHU RM | 1 | 92.2 | 0 |  | 0 |  | 13.4 | 12.9 | 816 | 0.14534 | 8.8503 | 1 | 13.58 | 10.86 | 812 | 0.55 |  | 1 | 14.259 | 11.403 | 812 | 0.55 |  | 220/1/50 |  | FCU | AHU | FAHU | Cassette | Air Cooled Chiller | Water Cooled Chiller | Cooling Tower | Pump | #REF! | #REF! | #REF! | #REF! | #REF!
|  | L05-01 | Chilled Water | FCU | Female Prayer / Ablution/Lockers | 1 | 60.1 | 25 |  | 41.5973 |  | 8.5 | 6.7 | 541 | 0.14143 | 9.0017 | 1 | 9.39 | 7.51 | 548 | 0.388 |  | 1 | 9.8595 | 7.8855 | 548 | 0.388 |  | 220/1/50 |  | FCU | AHU | FAHU | Cassette | Air Cooled Chiller | Water Cooled Chiller | Cooling Tower | Pump | #REF! | #REF! | #REF! | #REF! | #REF!
|  | L06-02 | Chilled Water | FCU | Ecology RM | 1 | 84.4 | 0 |  | 0 |  | 12.6 | 12.1 | 982 | 0.14929 | 11.6351 | 1 | 13.58 | 10.86 | 812 | 0.55 |  | 1 | 14.259 | 11.403 | 812 | 0.55 |  | 220/1/50 |  | FCU | AHU | FAHU | Cassette | Air Cooled Chiller | Water Cooled Chiller | Cooling Tower | Pump | #REF! | #REF! | #REF! | #REF! | #REF!
|  | L08-01 | Chilled Water | FCU | Male Prayer / Ablution/Lockers | 1 | 60.1 | 25 |  | 41.5973 |  | 8.5 | 6.7 | 541 | 0.14143 | 9.0017 | 1 | 9.39 | 7.51 | 548 | 0.388 |  | 1 | 9.8595 | 7.8855 | 548 | 0.388 |  | 220/1/50 |  | FCU | AHU | FAHU | Cassette | Air Cooled Chiller | Water Cooled Chiller | Cooling Tower | Pump | #REF! | #REF! | #REF! | #REF! | #REF!
|  | L09-01 | Chilled Water | FCU | Staff Dining/Pantry | 1 | 74.8 | 29 |  | 38.7701 |  | 9.5 | 7.5 | 602 | 0.12701 | 8.0481 | 1 | 9.39 | 7.51 | 548 | 0.388 |  | 1 | 9.8595 | 7.8855 | 548 | 0.388 |  | 220/1/50 |  | FCU | AHU | FAHU | Cassette | Air Cooled Chiller | Water Cooled Chiller | Cooling Tower | Pump | #REF! | #REF! | #REF! | #REF! | #REF!
|  | L10-01 A (10F) | Chilled Water | FCU | 2 BHK-01- M.Bedrm + Walk in closet + M.Bath | 1 | 31 | 2 |  | 6.4516 |  | 3.8 | 3.6 | 290 | 0.12258 | 9.3548 | 1 | 4.07 | 3.38 | 276 | 0.15 |  | 1 | 4.2735 | 3.549 | 276 | 0.15 |  | 220/1/50 |  | FCU | AHU | FAHU | Cassette | Air Cooled Chiller | Water Cooled Chiller | Cooling Tower | Pump | #REF! | #REF! | #REF! | #REF! | #REF!
|  | L10-01 B(10F) | Chilled Water | FCU | 2 BHK-01 - Bedrm.01 + Bath + Corridor | 1 | 27.9 | 2 |  | 7.1685 |  | 2.8 | 2.5 | 207 | 0.10036 | 7.4194 | 1 | 3.83 | 3.06 | 222 | 0.148 |  | 1 | 4.0215 | 3.213 | 222 | 0.148 |  | 220/1/50 |  | FCU | AHU | FAHU | Cassette | Air Cooled Chiller | Water Cooled Chiller | Cooling Tower | Pump | #REF! | #REF! | #REF! | #REF! | #REF!
|  | L10-01 C(10F) | Chilled Water | FCU | 2 BHK-01 - Kitchen + Living | 1 | 35.4 | 7 |  | 19.774 |  | 5.4 | 4.7 | 379 | 0.15254 | 10.7062 | 1 | 5.24 | 4.24 | 324 | 0.16 |  | 1 | 5.502 | 4.452 | 324 | 0.16 |  | 220/1/50 |  | FCU | AHU | FAHU | Cassette | Air Cooled Chiller | Water Cooled Chiller | Cooling Tower | Pump | #REF! | #REF! | #REF! | #REF! | #REF!
|  | L10-02A(10F) | Chilled Water | FCU | 1 BHK-02 - Bd Rm, WIC, Bath, Kitchen, Living, Corridor | 1 | 60.4 | 7 |  | 11.5894 |  | 8 | 7.1 | 586 | 0.13245 | 9.702 | 1 | 9.39 | 7.51 | 548 | 0.388 |  | 1 | 9.8595 | 7.8855 | 548 | 0.388 |  | 220/1/50 |  | FCU | AHU | FAHU | Cassette | Air Cooled Chiller | Water Cooled Chiller | Cooling Tower | Pump | #REF! | #REF! | #REF! | #REF! | #REF!
|  | L10-03 A(10F) | Chilled Water | FCU | 2 BHK-03- M.Bedrm + Walk in closet + M.Bath | 1 | 31.2 | 2 |  | 6.4103 |  | 3.6 | 3.4 | 273 | 0.11538 | 8.75 | 1 | 4.07 | 3.38 | 276 | 0.15 |  | 1 | 4.2735 | 3.549 | 276 | 0.15 |  | 220/1/50 |  | FCU | AHU | FAHU | Cassette | Air Cooled Chiller | Water Cooled Chiller | Cooling Tower | Pump | #REF! | #REF! | #REF! | #REF! | #REF!
|  | L10-03 B(10F) | Chilled Water | FCU | 2 BHK-03 - Bedrm.01 + Bath + Corridor | 1 | 25.8 | 2 |  | 7.7519 |  | 3.1 | 2.9 | 235 | 0.12016 | 9.1085 | 1 | 3.83 | 3.06 | 222 | 0.148 |  | 1 | 4.0215 | 3.213 | 222 | 0.148 |  | 220/1/50 |  | FCU | AHU | FAHU | Cassette | Air Cooled Chiller | Water Cooled Chiller | Cooling Tower | Pump | #REF! | #REF! | #REF! | #REF! | #REF!
|  | L10-03 C(10F) | Chilled Water | FCU | 2 BHK-03 - Kitchen + Living | 1 | 36.9 | 7 |  | 18.9702 |  | 6.7 | 5.9 | 494 | 0.18157 | 13.3875 | 1 | 7.6 | 6.31 | 511 | 0.378 |  | 1 | 7.98 | 6.6255 | 511 | 0.378 |  | 220/1/50 |  | FCU | AHU | FAHU | Cassette | Air Cooled Chiller | Water Cooled Chiller | Cooling Tower | Pump | #REF! | #REF! | #REF! | #REF! | #REF!
|  | L10-04A(10F) | Chilled Water | FCU | 1 BHK-04 - Bd Rm, WIC, Bath, Kitchen, Living, Corridor | 1 | 61 | 7 |  | 11.4754 |  | 8.1 | 7.3 | 606 | 0.13279 | 9.9344 | 1 | 9.39 | 7.51 | 548 | 0.388 |  | 1 | 9.8595 | 7.8855 | 548 | 0.388 |  | 220/1/50 |  | FCU | AHU | FAHU | Cassette | Air Cooled Chiller | Water Cooled Chiller | Cooling Tower | Pump | #REF! | #REF! | #REF! | #REF! | #REF!
|  | L10-05A(10F) | Chilled Water | FCU | 1 BHK-05 - Bd Rm, WIC, Bath, Kitchen, Living, Corridor | 1 | 61 | 7 |  | 11.4754 |  | 8.3 | 7.5 | 629 | 0.13607 | 10.3115 | 1 | 9.39 | 7.51 | 548 | 0.388 |  | 1 | 9.8595 | 7.8855 | 548 | 0.388 |  | 220/1/50 |  | FCU | AHU | FAHU | Cassette | Air Cooled Chiller | Water Cooled Chiller | Cooling Tower | Pump | #REF! | #REF! | #REF! | #REF! | #REF!
|  | L10-06 A(10F) | Chilled Water | FCU | 2 BHK-06 - M.Bedrm + M.Bath | 1 | 30.5 | 2 |  | 6.5574 |  | 4.2 | 4 | 334 | 0.1377 | 10.9508 | 1 | 5.24 | 4.24 | 324 | 0.16 |  | 1 | 5.502 | 4.452 | 324 | 0.16 |  | 220/1/50 |  | FCU | AHU | FAHU | Cassette | Air Cooled Chiller | Water Cooled Chiller | Cooling Tower | Pump | #REF! | #REF! | #REF! | #REF! | #REF!
|  | L10-06 B(10F) | Chilled Water | FCU | 2 BHK-06 - Bedrm.01 + Bath + Corridor | 1 | 25.7 | 2 |  | 7.7821 |  | 3.7 | 3.5 | 287 | 0.14397 | 11.1673 | 1 | 4.07 | 3.38 | 276 | 0.15 |  | 1 | 4.2735 | 3.549 | 276 | 0.15 |  | 220/1/50 |  | FCU | AHU | FAHU | Cassette | Air Cooled Chiller | Water Cooled Chiller | Cooling Tower | Pump | #REF! | #REF! | #REF! | #REF! | #REF!
|  | L10-06 C(10F) | Chilled Water | FCU | 2 BHK-06 - Kitchen + Living | 1 | 36.8 | 7 |  | 19.0217 |  | 7.1 | 6.3 | 519 | 0.19293 | 14.1033 | 1 | 7.6 | 6.31 | 511 | 0.378 |  | 1 | 7.98 | 6.6255 | 511 | 0.378 |  | 220/1/50 |  | FCU | AHU | FAHU | Cassette | Air Cooled Chiller | Water Cooled Chiller | Cooling Tower | Pump | #REF! | #REF! | #REF! | #REF! | #REF!
|  | L10-07A(10F) | Chilled Water | FCU | 1 BHK-07 - Bd Rm, WIC, Bath, Kitchen, Living, Corridor | 1 | 61.7 | 7 |  | 11.3452 |  | 8.9 | 8 | 661 | 0.14425 | 10.7131 | 1 | 9.39 | 7.51 | 548 | 0.388 |  | 1 | 9.8595 | 7.8855 | 548 | 0.388 |  | 220/1/50 |  | FCU | AHU | FAHU | Cassette | Air Cooled Chiller | Water Cooled Chiller | Cooling Tower | Pump | #REF! | #REF! | #REF! | #REF! | #REF!
|  | L10-08A(10F) | Chilled Water | FCU | 1 BHK-08 - Bd Rm, WIC, Bath, Kitchen, Living, Corridor | 1 | 61.7 | 7 |  | 11.3452 |  | 9.1 | 8.3 | 679 | 0.14749 | 11.0049 | 1 | 9.39 | 7.51 | 548 | 0.388 |  | 1 | 9.8595 | 7.8855 | 548 | 0.388 |  | 220/1/50 |  | FCU | AHU | FAHU | Cassette | Air Cooled Chiller | Water Cooled Chiller | Cooling Tower | Pump | #REF! | #REF! | #REF! | #REF! | #REF!
|  | L10-09A(10F) | Chilled Water | FCU | 1 BHK-09 - Bd Rm, WIC, Bath, Kitchen, Living, Corridor | 1 | 60.6 | 7 |  | 11.5512 |  | 9.5 | 8.7 | 721 | 0.15677 | 11.8977 | 1 | 11.54 | 9.58 | 765 | 0.55 |  | 1 | 12.117 | 10.059 | 765 | 0.55 |  | 220/1/50 |  | FCU | AHU | FAHU | Cassette | Air Cooled Chiller | Water Cooled Chiller | Cooling Tower | Pump | #REF! | #REF! | #REF! | #REF! | #REF!
|  | L10-10 C(10F) | Chilled Water | FCU | Corridor | 1 | 69 | 1 |  | 1.4493 |  | 2.6 | 2.4 | 192 | 0.037681 | 2.7826 | 1 | 3.19 | 2.49 | 172 | 0.093 |  | 1 | 3.3495 | 2.6145 | 172 | 0.093 |  | 220/1/50 |  | FCU | AHU | FAHU | Cassette | Air Cooled Chiller | Water Cooled Chiller | Cooling Tower | Pump | #REF! | #REF! | #REF! | #REF! | #REF!
|  | L10-10 A(10F) | Chilled Water | FCU | Corridor / IDF / Lift lobby 1 | 1 | 108.4 | 5 |  | 4.6125 |  | 6.1 | 5.5 | 435 | 0.056273 | 4.0129 | 1 | 6.84 | 5.54 | 423 | 0.317 |  | 1 | 7.182 | 5.817 | 423 | 0.317 |  | 220/1/50 |  | FCU | AHU | FAHU | Cassette | Air Cooled Chiller | Water Cooled Chiller | Cooling Tower | Pump | #REF! | #REF! | #REF! | #REF! | #REF!
|  | L10-10 B(10F) | Chilled Water | FCU | Corridor / Electrical (Non core area) | 1 | 74.8 | 2 |  | 2.6738 |  | 3.9 | 3.55 | 290 | 0.052139 | 3.877 | 1 | 4.07 | 3.38 | 276 | 0.15 |  | 1 | 4.2735 | 3.549 | 276 | 0.15 |  | 220/1/50 |  | FCU | AHU | FAHU | Cassette | Air Cooled Chiller | Water Cooled Chiller | Cooling Tower | Pump | #REF! | #REF! | #REF! | #REF! | #REF!
|  | L10-11(10F) | Chilled Water | FCU | Electrical room / Lift lobby / SL/ FL lobby | 1 | 61.8 | 6 |  | 9.7087 |  | 3.3 | 2.6 | 214 | 0.053398 | 3.4628 | 1 | 3.83 | 3.06 | 222 | 0.148 |  | 1 | 4.0215 | 3.213 | 222 | 0.148 |  | 220/1/50 |  | FCU | AHU | FAHU | Cassette | Air Cooled Chiller | Water Cooled Chiller | Cooling Tower | Pump | #REF! | #REF! | #REF! | #REF! | #REF!
|  | L10-12(10F) | Chilled Water | FCU | Service Provider office / Meeting Rm / Document Store | 1 | 79.7 | 18 |  | 22.5847 |  | 12 | 10.6 | 857 | 0.15056 | 10.7528 | 1 | 11.54 | 9.58 | 765 | 0.55 |  | 1 | 12.117 | 10.059 | 765 | 0.55 |  | 220/1/50 |  | FCU | AHU | FAHU | Cassette | Air Cooled Chiller | Water Cooled Chiller | Cooling Tower | Pump | #REF! | #REF! | #REF! | #REF! | #REF!
|  | L10-13(10F) | Chilled Water | FCU | EMCC | 1 | 6.24 | 1 |  | 16.0256 |  | 2.8 | 2.7 | 220 | 0.44872 | 35.2564 | 1 | 3.83 | 3.06 | 222 | 0.148 |  | 1 | 4.0215 | 3.213 | 222 | 0.148 |  | 220/1/50 |  | FCU | AHU | FAHU | Cassette | Air Cooled Chiller | Water Cooled Chiller | Cooling Tower | Pump | #REF! | #REF! | #REF! | #REF! | #REF!
|  | L10-14(10F) | Chilled Water | FCU | Main Pool Pump rm | 1 | 36.4 | 0 |  | 0 |  | 9.2 | 9.1 | 736 | 0.25275 | 20.2198 | 1 | 9.76 | 8 | 630 | 0.388 |  | 1 | 10.248 | 8.4 | 630 | 0.388 |  | 220/1/50 |  | FCU | AHU | FAHU | Cassette | Air Cooled Chiller | Water Cooled Chiller | Cooling Tower | Pump | #REF! | #REF! | #REF! | #REF! | #REF!
|  | L11-01A(11F) | Chilled Water | FCU | 1 BHK-01 - Bd Rm, WIC, Bath, Kitchen, Living, Corridor | 1 | 60.6 | 7 |  | 11.5512 |  | 7.5 | 6.6 | 540 | 0.12376 | 8.9109 | 1 | 9.39 | 7.51 | 548 | 0.388 |  | 1 | 9.8595 | 7.8855 | 548 | 0.388 |  | 220/1/50 |  | FCU | AHU | FAHU | Cassette | Air Cooled Chiller | Water Cooled Chiller | Cooling Tower | Pump | #REF! | #REF! | #REF! | #REF! | #REF!
|  | L11-02A(11F) | Chilled Water | FCU | 2 BHK-02- M.Bedrm + Walk in closet + M.Bath | 1 | 31.6 | 2 |  | 6.3291 |  | 3.2 | 3 | 249 | 0.10127 | 7.8797 | 1 | 3.83 | 3.06 | 222 | 0.148 |  | 1 | 4.0215 | 3.213 | 222 | 0.148 |  | 220/1/50 |  | FCU | AHU | FAHU | Cassette | Air Cooled Chiller | Water Cooled Chiller | Cooling Tower | Pump | #REF! | #REF! | #REF! | #REF! | #REF!
|  | L11-02B(11F) | Chilled Water | FCU | 2 BHK-02 - Bedrm.01 + Bath + Corridor | 1 | 25.8 | 2 |  | 7.7519 |  | 2.8 | 2.5 | 210 | 0.10853 | 8.1395 | 1 | 3.83 | 3.06 | 222 | 0.148 |  | 1 | 4.0215 | 3.213 | 222 | 0.148 |  | 220/1/50 |  | FCU | AHU | FAHU | Cassette | Air Cooled Chiller | Water Cooled Chiller | Cooling Tower | Pump | #REF! | #REF! | #REF! | #REF! | #REF!
|  | L11-02C(11F) | Chilled Water | FCU | 2 BHK-02 - Kitchen + Living | 1 | 37.2 | 7 |  | 18.8172 |  | 6.2 | 5.5 | 447 | 0.16667 | 12.0161 | 1 | 7.71 | 6.17 | 448 | 0.346 |  | 1 | 8.0955 | 6.4785 | 448 | 0.346 |  | 220/1/50 |  | FCU | AHU | FAHU | Cassette | Air Cooled Chiller | Water Cooled Chiller | Cooling Tower | Pump | #REF! | #REF! | #REF! | #REF! | #REF!
|  | L11-03A(11F) | Chilled Water | FCU | 1 BHK-03 - Bd Rm, WIC, Bath, Kitchen, Living, Corridor | 1 | 61.7 | 7 |  | 11.3452 |  | 7.3 | 6.5 | 547 | 0.11831 | 8.8655 | 1 | 9.39 | 7.51 | 548 | 0.388 |  | 1 | 9.8595 | 7.8855 | 548 | 0.388 |  | 220/1/50 |  | FCU | AHU | FAHU | Cassette | Air Cooled Chiller | Water Cooled Chiller | Cooling Tower | Pump | #REF! | #REF! | #REF! | #REF! | #REF!
|  | L11-04A(11F) | Chilled Water | FCU | 1 BHK-04 - Bd Rm, WIC, Bath, Kitchen, Living, Corridor | 1 | 61.8 | 7 |  | 11.3269 |  | 7.6 | 6.8 | 572 | 0.12298 | 9.2557 | 1 | 9.39 | 7.51 | 548 | 0.388 |  | 1 | 9.8595 | 7.8855 | 548 | 0.388 |  | 220/1/50 |  | FCU | AHU | FAHU | Cassette | Air Cooled Chiller | Water Cooled Chiller | Cooling Tower | Pump | #REF! | #REF! | #REF! | #REF! | #REF!
|  | L11-05A(11F) | Chilled Water | FCU | 2 BHK-05 - M.Bedrm + M.Bath | 1 | 31.1 | 2 |  | 6.4309 |  | 3.9 | 3.7 | 300 | 0.1254 | 9.6463 | 1 | 4.07 | 3.38 | 276 | 0.15 |  | 1 | 4.2735 | 3.549 | 276 | 0.15 |  | 220/1/50 |  | FCU | AHU | FAHU | Cassette | Air Cooled Chiller | Water Cooled Chiller | Cooling Tower | Pump | #REF! | #REF! | #REF! | #REF! | #REF!
|  | L11-05B(11F) | Chilled Water | FCU | 2 BHK-05 - Bedrm.01 + Bath + Corridor | 1 | 25.7 | 2 |  | 7.7821 |  | 3.3 | 3.1 | 256 | 0.1284 | 9.9611 | 1 | 4.07 | 3.38 | 276 | 0.15 |  | 1 | 4.2735 | 3.549 | 276 | 0.15 |  | 220/1/50 |  | FCU | AHU | FAHU | Cassette | Air Cooled Chiller | Water Cooled Chiller | Cooling Tower | Pump | #REF! | #REF! | #REF! | #REF! | #REF!
|  | L11-05C(11F) | Chilled Water | FCU | 2 BHK-05 - Kitchen + Living | 1 | 37.4 | 7 |  | 18.7166 |  | 6.7 | 5.9 | 485 | 0.17914 | 12.9679 | 1 | 7.71 | 6.17 | 448 | 0.346 |  | 1 | 8.0955 | 6.4785 | 448 | 0.346 |  | 220/1/50 |  | FCU | AHU | FAHU | Cassette | Air Cooled Chiller | Water Cooled Chiller | Cooling Tower | Pump | #REF! | #REF! | #REF! | #REF! | #REF!
|  | L11-06A(11F) | Chilled Water | FCU | 1 BHK-06 - Bd Rm, WIC, Bath, Kitchen, Living, Corridor | 1 | 61.6 | 7 |  | 11.3636 |  | 8.1 | 7.3 | 600 | 0.13149 | 9.7403 | 1 | 9.39 | 7.51 | 548 | 0.388 |  | 1 | 9.8595 | 7.8855 | 548 | 0.388 |  | 220/1/50 |  | FCU | AHU | FAHU | Cassette | Air Cooled Chiller | Water Cooled Chiller | Cooling Tower | Pump | #REF! | #REF! | #REF! | #REF! | #REF!
|  | L11-07A(11F) | Chilled Water | FCU | 1 BHK-07 - Bd Rm, WIC, Bath, Kitchen, Living, Corridor | 1 | 61.6 | 7 |  | 11.3636 |  | 8.2 | 7.4 | 616 | 0.13312 | 10 | 1 | 9.39 | 7.51 | 548 | 0.388 |  | 1 | 9.8595 | 7.8855 | 548 | 0.388 |  | 220/1/50 |  | FCU | AHU | FAHU | Cassette | Air Cooled Chiller | Water Cooled Chiller | Cooling Tower | Pump | #REF! | #REF! | #REF! | #REF! | #REF!
|  | L11-09(11F) | Chilled Water | FCU | Entrance Lobby | 1 | 44.4 | 4 |  | 9.009 |  | 4.5 | 3.8 | 323 | 0.10135 | 7.2748 | 1 | 5.24 | 4.24 | 324 | 0.16 |  | 1 | 5.502 | 4.452 | 324 | 0.16 |  | 220/1/50 |  | FCU | AHU | FAHU | Cassette | Air Cooled Chiller | Water Cooled Chiller | Cooling Tower | Pump | #REF! | #REF! | #REF! | #REF! | #REF!
|  | L11-10(11F) | Chilled Water | FCU | Corridor -03 | 1 | 70.6 | 1 |  | 1.4164 |  | 3.4 | 3.1 | 259 | 0.048159 | 3.6686 | 1 | 4.07 | 3.38 | 276 | 0.15 |  | 1 | 4.2735 | 3.549 | 276 | 0.15 |  | 220/1/50 |  | FCU | AHU | FAHU | Cassette | Air Cooled Chiller | Water Cooled Chiller | Cooling Tower | Pump | #REF! | #REF! | #REF! | #REF! | #REF!
|  | L11-11(11F) | Chilled Water | FCU | Corridor -04 | 1 | 51.5 | 1 |  | 1.9417 |  | 1.7 | 1.4 | 121 | 0.03301 | 2.3495 | 1 | 1.78 | 1.44 | 109 | 0.085 |  | 1 | 1.869 | 1.512 | 109 | 0.085 |  | 220/1/50 |  | FCU | AHU | FAHU | Cassette | Air Cooled Chiller | Water Cooled Chiller | Cooling Tower | Pump | #REF! | #REF! | #REF! | #REF! | #REF!
|  | L11-08(11F) | Chilled Water | FCU | Corridor -01/Lift lobby-01/IDF | 1 | 95.8 | 6 |  | 6.263 |  | 4.8 | 4.2 | 336 | 0.050104 | 3.5073 | 1 | 5.24 | 4.24 | 324 | 0.16 |  | 1 | 5.502 | 4.452 | 324 | 0.16 |  | 220/1/50 |  | FCU | AHU | FAHU | Cassette | Air Cooled Chiller | Water Cooled Chiller | Cooling Tower | Pump | #REF! | #REF! | #REF! | #REF! | #REF!
|  | L11-12(11F) | Chilled Water | FCU | Electrical room / Lift lobby / SL/ FL lobby | 1 | 62.1 | 7 |  | 11.2721 |  | 3.2 | 2.6 | 209 | 0.05153 | 3.3655 | 1 | 3.83 | 3.06 | 222 | 0.148 |  | 1 | 4.0215 | 3.213 | 222 | 0.148 |  | 220/1/50 |  | FCU | AHU | FAHU | Cassette | Air Cooled Chiller | Water Cooled Chiller | Cooling Tower | Pump | #REF! | #REF! | #REF! | #REF! | #REF!
|  | L11-13(11F) | Chilled Water | FCU | Gym | 1 | 98.5 | 12 |  | 12.1827 |  | 8.55 | 6.4 | 472 | 0.086802 | 4.7919 | 2 | 7.71 | 6.17 | 448 | 0.346 |  | 2 | 8.0955 | 6.4785 | 448 | 0.346 |  | 220/1/50 |  | FCU | AHU | FAHU | Cassette | Air Cooled Chiller | Water Cooled Chiller | Cooling Tower | Pump | #REF! | #REF! | #REF! | #REF! | #REF!
|  | L11-14(11F) | Chilled Water | FCU | Changing Rm - Male / Female | 1 | 60.4 | 6 |  | 9.9338 |  | 3.8 | 3.1 | 249 | 0.062914 | 4.1225 | 1 | 3.83 | 3.06 | 222 | 0.148 |  | 1 | 4.0215 | 3.213 | 222 | 0.148 |  | 220/1/50 |  | FCU | AHU | FAHU | Cassette | Air Cooled Chiller | Water Cooled Chiller | Cooling Tower | Pump | #REF! | #REF! | #REF! | #REF! | #REF!
|  | L11-15(11F) | Chilled Water | FCU | Yoga | 1 | 26.4 | 8 |  | 30.303 |  | 3.9 | 3.2 | 259 | 0.14773 | 9.8106 | 1 | 3.83 | 3.06 | 222 | 0.148 |  | 1 | 4.0215 | 3.213 | 222 | 0.148 |  | 220/1/50 |  | FCU | AHU | FAHU | Cassette | Air Cooled Chiller | Water Cooled Chiller | Cooling Tower | Pump | #REF! | #REF! | #REF! | #REF! | #REF!
|  | L11-16(11F) | Chilled Water | FCU | Multi purpose room | 1 | 63.2 | 15 |  | 23.7342 |  | 10.9 | 9.8 | 792 | 0.17247 | 12.5316 | 1 | 11.54 | 9.58 | 765 | 0.55 |  | 1 | 12.117 | 10.059 | 765 | 0.55 |  | 220/1/50 |  | FCU | AHU | FAHU | Cassette | Air Cooled Chiller | Water Cooled Chiller | Cooling Tower | Pump | #REF! | #REF! | #REF! | #REF! | #REF!
|  | L11-17(11F) | Chilled Water | FCU | Kids Area | 1 | 33.4 | 16 |  | 47.9042 |  | 6.2 | 4.8 | 387 | 0.18563 | 11.5868 | 1 | 5.24 | 4.24 | 324 | 0.16 |  | 1 | 5.502 | 4.452 | 324 | 0.16 |  | 220/1/50 |  | FCU | AHU | FAHU | Cassette | Air Cooled Chiller | Water Cooled Chiller | Cooling Tower | Pump | #REF! | #REF! | #REF! | #REF! | #REF!
|  | L12-01A(12F) | Chilled Water | FCU | 1 BHK-01 - Bd Rm, WIC, Bath, Kitchen, Living, Corridor | 1 | 61.2 | 7 |  | 11.4379 |  | 8 | 7.2 | 585 | 0.13072 | 9.5588 | 1 | 9.39 | 7.51 | 548 | 0.388 |  | 1 | 9.8595 | 7.8855 | 548 | 0.388 |  | 220/1/50 |  | FCU | AHU | FAHU | Cassette | Air Cooled Chiller | Water Cooled Chiller | Cooling Tower | Pump | #REF! | #REF! | #REF! | #REF! | #REF!
|  | L12-02A(12F) | Chilled Water | FCU | 2 BHK-02- M.Bedrm + Walk in closet + M.Bath | 1 | 25 | 2 |  | 8 |  | 2.9 | 2.7 | 222 | 0.116 | 8.88 | 1 | 3.83 | 3.06 | 222 | 0.148 |  | 1 | 4.0215 | 3.213 | 222 | 0.148 |  | 220/1/50 |  | FCU | AHU | FAHU | Cassette | Air Cooled Chiller | Water Cooled Chiller | Cooling Tower | Pump | #REF! | #REF! | #REF! | #REF! | #REF!
|  | L12-02B(12F) | Chilled Water | FCU | 2 BHK-02 - Bedrm.01 + Bath + Corridor | 1 | 25.4 | 2 |  | 7.874 |  | 2.5 | 2.3 | 190 | 0.098425 | 7.4803 | 1 | 3.19 | 2.49 | 172 | 0.093 |  | 1 | 3.3495 | 2.6145 | 172 | 0.093 |  | 220/1/50 |  | FCU | AHU | FAHU | Cassette | Air Cooled Chiller | Water Cooled Chiller | Cooling Tower | Pump | #REF! | #REF! | #REF! | #REF! | #REF!
|  | L12-02C(12F) | Chilled Water | FCU | 2 BHK-02 - Kitchen + Living | 1 | 37.2 | 7 |  | 18.8172 |  | 5.9 | 5.2 | 420 | 0.1586 | 11.2903 | 1 | 6.84 | 5.34 | 423 | 0.317 |  | 1 | 7.182 | 5.607 | 423 | 0.317 |  | 220/1/50 |  | FCU | AHU | FAHU | Cassette | Air Cooled Chiller | Water Cooled Chiller | Cooling Tower | Pump | #REF! | #REF! | #REF! | #REF! | #REF!
|  | L12-03A(12F) | Chilled Water | FCU | 1 BHK-03 - Bd Rm, WIC, Bath, Kitchen, Living, Corridor | 1 | 60.9 | 7 |  | 11.4943 |  | 6.7 | 5.9 | 491 | 0.11002 | 8.0624 | 1 | 7.6 | 6.31 | 511 | 0.378 |  | 1 | 7.98 | 6.6255 | 511 | 0.378 |  | 220/1/50 |  | FCU | AHU | FAHU | Cassette | Air Cooled Chiller | Water Cooled Chiller | Cooling Tower | Pump | #REF! | #REF! | #REF! | #REF! | #REF!
|  | L12-04A(12F) | Chilled Water | FCU | 1 BHK-04 - Bd Rm, WIC, Bath, Kitchen, Living, Corridor | 1 | 60.9 | 7 |  | 11.4943 |  | 6.7 | 5.9 | 492 | 0.11002 | 8.0788 | 1 | 7.6 | 6.31 | 511 | 0.378 |  | 1 | 7.98 | 6.6255 | 511 | 0.378 |  | 220/1/50 |  | FCU | AHU | FAHU | Cassette | Air Cooled Chiller | Water Cooled Chiller | Cooling Tower | Pump | #REF! | #REF! | #REF! | #REF! | #REF!
|  | L12-05A(12F) | Chilled Water | FCU | 2 BHK-05- M.Bedrm + Walk in closet + M.Bath | 1 | 31.9 | 2 |  | 6.2696 |  | 3 | 2.8 | 223 | 0.094044 | 6.9906 | 1 | 3.83 | 3.06 | 222 | 0.148 |  | 1 | 4.0215 | 3.213 | 222 | 0.148 |  | 220/1/50 |  | FCU | AHU | FAHU | Cassette | Air Cooled Chiller | Water Cooled Chiller | Cooling Tower | Pump | #REF! | #REF! | #REF! | #REF! | #REF!
|  | L12-05B(12F) | Chilled Water | FCU | 2 BHK-05 - Bedrm.01 + Bath + Corridor | 1 | 25.8 | 2 |  | 7.7519 |  | 2.5 | 2.3 | 186 | 0.096899 | 7.2093 | 1 | 3.19 | 2.49 | 172 | 0.093 |  | 1 | 3.3495 | 2.6145 | 172 | 0.093 |  | 220/1/50 |  | FCU | AHU | FAHU | Cassette | Air Cooled Chiller | Water Cooled Chiller | Cooling Tower | Pump | #REF! | #REF! | #REF! | #REF! | #REF!
|  | L12-05C(12F) | Chilled Water | FCU | 2 BHK-05 - Kitchen + Living | 1 | 37.2 | 7 |  | 18.8172 |  | 5.7 | 5 | 406 | 0.15323 | 10.914 | 1 | 6.84 | 5.34 | 423 | 0.317 |  | 1 | 7.182 | 5.607 | 423 | 0.317 |  | 220/1/50 |  | FCU | AHU | FAHU | Cassette | Air Cooled Chiller | Water Cooled Chiller | Cooling Tower | Pump | #REF! | #REF! | #REF! | #REF! | #REF!
|  | L12-06A(12F) | Chilled Water | FCU | 1 BHK-06 - Bd Rm, WIC, Bath, Kitchen, Living, Corridor | 1 | 61.6 | 7 |  | 11.3636 |  | 6.7 | 5.9 | 498 | 0.10877 | 8.0844 | 1 | 7.6 | 6.31 | 511 | 0.378 |  | 1 | 7.98 | 6.6255 | 511 | 0.378 |  | 220/1/50 |  | FCU | AHU | FAHU | Cassette | Air Cooled Chiller | Water Cooled Chiller | Cooling Tower | Pump | #REF! | #REF! | #REF! | #REF! | #REF!
|  | L12-07A(12F) | Chilled Water | FCU | 1 BHK-07 - Bd Rm, WIC, Bath, Kitchen, Living, Corridor | 1 | 61.8 | 7 |  | 11.3269 |  | 6.8 | 5.9 | 500 | 0.11003 | 8.0906 | 1 | 7.6 | 6.31 | 511 | 0.378 |  | 1 | 7.98 | 6.6255 | 511 | 0.378 |  | 220/1/50 |  | FCU | AHU | FAHU | Cassette | Air Cooled Chiller | Water Cooled Chiller | Cooling Tower | Pump | #REF! | #REF! | #REF! | #REF! | #REF!
|  | L12-08A(12F) | Chilled Water | FCU | 2 BHK-08 - M.Bedrm + M.Bath | 1 | 31.1 | 2 |  | 6.4309 |  | 3.4 | 3.2 | 263 | 0.10932 | 8.4566 | 1 | 4.07 | 3.38 | 276 | 0.15 |  | 1 | 4.2735 | 3.549 | 276 | 0.15 |  | 220/1/50 |  | FCU | AHU | FAHU | Cassette | Air Cooled Chiller | Water Cooled Chiller | Cooling Tower | Pump | #REF! | #REF! | #REF! | #REF! | #REF!
|  | L12-08B(12F) | Chilled Water | FCU | 2 BHK-08 - Bedrm.01 + Bath + Corridor | 1 | 25.7 | 2 |  | 7.7821 |  | 3 | 2.8 | 229 | 0.11673 | 8.9105 | 1 | 3.83 | 3.06 | 222 | 0.148 |  | 1 | 4.0215 | 3.213 | 222 | 0.148 |  | 220/1/50 |  | FCU | AHU | FAHU | Cassette | Air Cooled Chiller | Water Cooled Chiller | Cooling Tower | Pump | #REF! | #REF! | #REF! | #REF! | #REF!
|  | L12-08C(12F) | Chilled Water | FCU | 2 BHK-08 - Kitchen + Living | 1 | 37.1 | 7 |  | 18.8679 |  | 5.9 | 5.2 | 426 | 0.15903 | 11.4825 | 1 | 6.84 | 5.34 | 423 | 0.317 |  | 1 | 7.182 | 5.607 | 423 | 0.317 |  | 220/1/50 |  | FCU | AHU | FAHU | Cassette | Air Cooled Chiller | Water Cooled Chiller | Cooling Tower | Pump | #REF! | #REF! | #REF! | #REF! | #REF!
|  | L12-09A(12F) | Chilled Water | FCU | 1 BHK-09 - Bd Rm, WIC, Bath, Kitchen, Living, Corridor | 1 | 61.6 | 7 |  | 11.3636 |  | 7.4 | 6.6 | 543 | 0.12013 | 8.8149 | 1 | 9.39 | 7.51 | 548 | 0.388 |  | 1 | 9.8595 | 7.8855 | 548 | 0.388 |  | 220/1/50 |  | FCU | AHU | FAHU | Cassette | Air Cooled Chiller | Water Cooled Chiller | Cooling Tower | Pump | #REF! | #REF! | #REF! | #REF! | #REF!
|  | L12-10A(12F) | Chilled Water | FCU | 1 BHK-10 - Bd Rm, WIC, Bath, Kitchen, Living, Corridor | 1 | 61.7 | 7 |  | 11.3452 |  | 7.5 | 6.7 | 552 | 0.12156 | 8.9465 | 1 | 9.39 | 7.51 | 548 | 0.388 |  | 1 | 9.8595 | 7.8855 | 548 | 0.388 |  | 220/1/50 |  | FCU | AHU | FAHU | Cassette | Air Cooled Chiller | Water Cooled Chiller | Cooling Tower | Pump | #REF! | #REF! | #REF! | #REF! | #REF!
|  | L12-11A(12F) | Chilled Water | FCU | 2 BHK-11 - M.Bedrm + M.Bath | 1 | 27 | 2 |  | 7.4074 |  | 3.2 | 3 | 244 | 0.11852 | 9.037 | 1 | 3.83 | 3.06 | 222 | 0.148 |  | 1 | 4.0215 | 3.213 | 222 | 0.148 |  | 220/1/50 |  | FCU | AHU | FAHU | Cassette | Air Cooled Chiller | Water Cooled Chiller | Cooling Tower | Pump | #REF! | #REF! | #REF! | #REF! | #REF!
|  | L12-11B(12F) | Chilled Water | FCU | 2 BHK-11 - Bedrm.01 + Bath + Corridor | 1 | 29.1 | 2 |  | 6.8729 |  | 3.3 | 3.1 | 254 | 0.1134 | 8.7285 | 1 | 3.83 | 3.06 | 222 | 0.148 |  | 1 | 4.0215 | 3.213 | 222 | 0.148 |  | 220/1/50 |  | FCU | AHU | FAHU | Cassette | Air Cooled Chiller | Water Cooled Chiller | Cooling Tower | Pump | #REF! | #REF! | #REF! | #REF! | #REF!
|  | L12-11C(12F) | Chilled Water | FCU | 2 BHK-11 - Kitchen + Living | 1 | 36.5 | 7 |  | 19.1781 |  | 6.3 | 5.5 | 449 | 0.1726 | 12.3014 | 1 | 7.71 | 6.17 | 448 | 0.346 |  | 1 | 8.0955 | 6.4785 | 448 | 0.346 |  | 220/1/50 |  | FCU | AHU | FAHU | Cassette | Air Cooled Chiller | Water Cooled Chiller | Cooling Tower | Pump | #REF! | #REF! | #REF! | #REF! | #REF!
|  | L12-12(12F) | Chilled Water | FCU | Corridor -01/Lift lobby-01/IDF | 1 | 98.1 | 6 |  | 6.1162 |  | 4.9 | 4.3 | 348 | 0.049949 | 3.5474 | 1 | 5.24 | 4.24 | 324 | 0.16 |  | 1 | 5.502 | 4.452 | 324 | 0.16 |  | 220/1/50 |  | FCU | AHU | FAHU | Cassette | Air Cooled Chiller | Water Cooled Chiller | Cooling Tower | Pump | #REF! | #REF! | #REF! | #REF! | #REF!
|  | L12-13(12F) | Chilled Water | FCU | Corridor -02 | 1 | 69.5 | 1 |  | 1.4388 |  | 2.6 | 2.3 | 192 | 0.03741 | 2.7626 | 1 | 3.19 | 2.49 | 172 | 0.093 |  | 1 | 3.3495 | 2.6145 | 172 | 0.093 |  | 220/1/50 |  | FCU | AHU | FAHU | Cassette | Air Cooled Chiller | Water Cooled Chiller | Cooling Tower | Pump | #REF! | #REF! | #REF! | #REF! | #REF!
|  | L12-14(12F) | Chilled Water | FCU | SL/FL lobby, Electrical room, Store corridor/store rooms | 1 | 76 | 5 |  | 6.5789 |  | 3.5 | 3 | 247 | 0.046053 | 3.25 | 1 | 3.83 | 3.06 | 222 | 0.148 |  | 1 | 4.0215 | 3.213 | 222 | 0.148 |  | 220/1/50 |  | FCU | AHU | FAHU | Cassette | Air Cooled Chiller | Water Cooled Chiller | Cooling Tower | Pump | #REF! | #REF! | #REF! | #REF! | #REF!
|  | L12-15(12F) | Chilled Water | FCU | Services | 1 | 38.3 | 6 |  | 15.6658 |  | 5.1 | 4.6 | 376 | 0.13316 | 9.8172 | 1 | 6.2 | 5.02 | 375 | 0.16 |  | 1 | 6.51 | 5.271 | 375 | 0.16 |  | 220/1/50 |  | FCU | AHU | FAHU | Cassette | Air Cooled Chiller | Water Cooled Chiller | Cooling Tower | Pump | #REF! | #REF! | #REF! | #REF! | #REF!
|  | TF3-01A(13F-22F) | Chilled Water | FCU | 1 BHK-01 - Bd Rm, WIC, Bath, Kitchen, Living, Corridor | 10 | 61.2 | 7 |  | 11.4379 |  | 6.9 | 6.1 | 498 | 0.11275 | 8.1373 | 1 | 7.6 | 6.31 | 511 | 0.378 |  | 1 | 7.98 | 6.6255 | 511 | 0.378 |  | 220/1/50 |  | FCU | AHU | FAHU | Cassette | Air Cooled Chiller | Water Cooled Chiller | Cooling Tower | Pump | #REF! | #REF! | #REF! | #REF! | #REF!
|  | TF3-02A(13F-22F) | Chilled Water | FCU | 2 BHK-02- M.Bedrm + Walk in closet + M.Bath | 10 | 25 | 2 |  | 8 |  | 2.9 | 2.7 | 222 | 0.116 | 8.88 | 1 | 3.83 | 3.06 | 222 | 0.148 |  | 1 | 4.0215 | 3.213 | 222 | 0.148 |  | 220/1/50 |  | FCU | AHU | FAHU | Cassette | Air Cooled Chiller | Water Cooled Chiller | Cooling Tower | Pump | #REF! | #REF! | #REF! | #REF! | #REF!
|  | TF3-02B(13F-22F) | Chilled Water | FCU | 2 BHK-02 - Bedrm.01 + Bath + Corridor | 10 | 25.4 | 2 |  | 7.874 |  | 2.5 | 2.3 | 190 | 0.098425 | 7.4803 | 1 | 3.19 | 2.49 | 172 | 0.093 |  | 1 | 3.3495 | 2.6145 | 172 | 0.093 |  | 220/1/50 |  | FCU | AHU | FAHU | Cassette | Air Cooled Chiller | Water Cooled Chiller | Cooling Tower | Pump | #REF! | #REF! | #REF! | #REF! | #REF!
|  | TF3-02C(13F-22F) | Chilled Water | FCU | 2 BHK-02 - Kitchen + Living | 10 | 37.2 | 7 |  | 18.8172 |  | 5.9 | 5.2 | 419 | 0.1586 | 11.2634 | 1 | 6.84 | 5.34 | 423 | 0.317 |  | 1 | 7.182 | 5.607 | 423 | 0.317 |  | 220/1/50 |  | FCU | AHU | FAHU | Cassette | Air Cooled Chiller | Water Cooled Chiller | Cooling Tower | Pump | #REF! | #REF! | #REF! | #REF! | #REF!
|  | TF3-03A(13F-22F) | Chilled Water | FCU | 1 BHK-03 - Bd Rm, WIC, Bath, Kitchen, Living, Corridor | 10 | 60.9 | 7 |  | 11.4943 |  | 6.7 | 5.9 | 491 | 0.11002 | 8.0624 | 1 | 7.6 | 6.31 | 511 | 0.378 |  | 1 | 7.98 | 6.6255 | 511 | 0.378 |  | 220/1/50 |  | FCU | AHU | FAHU | Cassette | Air Cooled Chiller | Water Cooled Chiller | Cooling Tower | Pump | #REF! | #REF! | #REF! | #REF! | #REF!
|  | TF3-04A(13F-22F) | Chilled Water | FCU | 1 BHK-04 - Bd Rm, WIC, Bath, Kitchen, Living, Corridor | 10 | 60.9 | 7 |  | 11.4943 |  | 6.7 | 5.9 | 492 | 0.11002 | 8.0788 | 1 | 7.6 | 6.31 | 511 | 0.378 |  | 1 | 7.98 | 6.6255 | 511 | 0.378 |  | 220/1/50 |  | FCU | AHU | FAHU | Cassette | Air Cooled Chiller | Water Cooled Chiller | Cooling Tower | Pump | #REF! | #REF! | #REF! | #REF! | #REF!
|  | TF3-05A(13F-22F) | Chilled Water | FCU | 2 BHK-05- M.Bedrm + Walk in closet + M.Bath | 10 | 31.9 | 2 |  | 6.2696 |  | 3 | 2.8 | 223 | 0.094044 | 6.9906 | 1 | 3.83 | 3.06 | 222 | 0.148 |  | 1 | 4.0215 | 3.213 | 222 | 0.148 |  | 220/1/50 |  | FCU | AHU | FAHU | Cassette | Air Cooled Chiller | Water Cooled Chiller | Cooling Tower | Pump | #REF! | #REF! | #REF! | #REF! | #REF!
|  | TF3-05B(13F-22F) | Chilled Water | FCU | 2 BHK-05 - Bedrm.01 + Bath + Corridor | 10 | 25.8 | 2 |  | 7.7519 |  | 2.5 | 2.3 | 186 | 0.096899 | 7.2093 | 1 | 3.19 | 2.49 | 172 | 0.093 |  | 1 | 3.3495 | 2.6145 | 172 | 0.093 |  | 220/1/50 |  | FCU | AHU | FAHU | Cassette | Air Cooled Chiller | Water Cooled Chiller | Cooling Tower | Pump | #REF! | #REF! | #REF! | #REF! | #REF!
|  | TF3-05C(13F-22F) | Chilled Water | FCU | 2 BHK-05 - Kitchen + Living | 10 | 37.2 | 7 |  | 18.8172 |  | 5.7 | 5 | 406 | 0.15323 | 10.914 | 1 | 6.84 | 5.34 | 423 | 0.317 |  | 1 | 7.182 | 5.607 | 423 | 0.317 |  | 220/1/50 |  | FCU | AHU | FAHU | Cassette | Air Cooled Chiller | Water Cooled Chiller | Cooling Tower | Pump | #REF! | #REF! | #REF! | #REF! | #REF!
|  | TF3-06A(13F-22F) | Chilled Water | FCU | 1 BHK-06 - Bd Rm, WIC, Bath, Kitchen, Living, Corridor | 10 | 61.6 | 7 |  | 11.3636 |  | 6.7 | 5.9 | 498 | 0.10877 | 8.0844 | 1 | 7.6 | 6.31 | 511 | 0.378 |  | 1 | 7.98 | 6.6255 | 511 | 0.378 |  | 220/1/50 |  | FCU | AHU | FAHU | Cassette | Air Cooled Chiller | Water Cooled Chiller | Cooling Tower | Pump | #REF! | #REF! | #REF! | #REF! | #REF!
|  | TF3-07A(13F-22F) | Chilled Water | FCU | 1 BHK-07 - Bd Rm, WIC, Bath, Kitchen, Living, Corridor | 10 | 61.8 | 7 |  | 11.3269 |  | 6.8 | 5.9 | 500 | 0.11003 | 8.0906 | 1 | 7.6 | 6.31 | 511 | 0.378 |  | 1 | 7.98 | 6.6255 | 511 | 0.378 |  | 220/1/50 |  | FCU | AHU | FAHU | Cassette | Air Cooled Chiller | Water Cooled Chiller | Cooling Tower | Pump | #REF! | #REF! | #REF! | #REF! | #REF!
|  | TF3-08A(13F-22F) | Chilled Water | FCU | 2 BHK-08 - M.Bedrm + M.Bath | 10 | 31.1 | 2 |  | 6.4309 |  | 3.4 | 3.2 | 263 | 0.10932 | 8.4566 | 1 | 4.07 | 3.38 | 276 | 0.15 |  | 1 | 4.2735 | 3.549 | 276 | 0.15 |  | 220/1/50 |  | FCU | AHU | FAHU | Cassette | Air Cooled Chiller | Water Cooled Chiller | Cooling Tower | Pump | #REF! | #REF! | #REF! | #REF! | #REF!
|  | TF3-08B(13F-22F) | Chilled Water | FCU | 2 BHK-08 - Bedrm.01 + Bath + Corridor | 10 | 25.7 | 2 |  | 7.7821 |  | 3 | 2.8 | 229 | 0.11673 | 8.9105 | 1 | 3.83 | 3.06 | 222 | 0.148 |  | 1 | 4.0215 | 3.213 | 222 | 0.148 |  | 220/1/50 |  | FCU | AHU | FAHU | Cassette | Air Cooled Chiller | Water Cooled Chiller | Cooling Tower | Pump | #REF! | #REF! | #REF! | #REF! | #REF!
|  | TF3-08C(13F-22F) | Chilled Water | FCU | 2 BHK-08 - Kitchen + Living | 10 | 37.1 | 7 |  | 18.8679 |  | 5.9 | 5.2 | 426 | 0.15903 | 11.4825 | 1 | 6.84 | 5.34 | 423 | 0.317 |  | 1 | 7.182 | 5.607 | 423 | 0.317 |  | 220/1/50 |  | FCU | AHU | FAHU | Cassette | Air Cooled Chiller | Water Cooled Chiller | Cooling Tower | Pump | #REF! | #REF! | #REF! | #REF! | #REF!
|  | TF3-09A(13F-22F) | Chilled Water | FCU | 1 BHK-09 - Bd Rm, WIC, Bath, Kitchen, Living, Corridor | 10 | 61.6 | 7 |  | 11.3636 |  | 7.4 | 6.6 | 543 | 0.12013 | 8.8149 | 1 | 9.39 | 7.51 | 548 | 0.388 |  | 1 | 9.8595 | 7.8855 | 548 | 0.388 |  | 220/1/50 |  | FCU | AHU | FAHU | Cassette | Air Cooled Chiller | Water Cooled Chiller | Cooling Tower | Pump | #REF! | #REF! | #REF! | #REF! | #REF!
|  | TF3-10A(13F-22F) | Chilled Water | FCU | 1 BHK-10 - Bd Rm, WIC, Bath, Kitchen, Living, Corridor | 10 | 61.7 | 7 |  | 11.3452 |  | 7.5 | 6.7 | 552 | 0.12156 | 8.9465 | 1 | 9.39 | 7.51 | 548 | 0.388 |  | 1 | 9.8595 | 7.8855 | 548 | 0.388 |  | 220/1/50 |  | FCU | AHU | FAHU | Cassette | Air Cooled Chiller | Water Cooled Chiller | Cooling Tower | Pump | #REF! | #REF! | #REF! | #REF! | #REF!
|  | TF3-11A(13F-22F) | Chilled Water | FCU | 2 BHK-11 - M.Bedrm + M.Bath | 10 | 27 | 2 |  | 7.4074 |  | 3.2 | 3 | 244 | 0.11852 | 9.037 | 1 | 3.83 | 3.06 | 222 | 0.148 |  | 1 | 4.0215 | 3.213 | 222 | 0.148 |  | 220/1/50 |  | FCU | AHU | FAHU | Cassette | Air Cooled Chiller | Water Cooled Chiller | Cooling Tower | Pump | #REF! | #REF! | #REF! | #REF! | #REF!
|  | TF3-11B(13F-22F) | Chilled Water | FCU | 2 BHK-11 - Bedrm.01 + Bath + Corridor | 10 | 29.1 | 2 |  | 6.8729 |  | 3.1 | 2.9 | 242 | 0.10653 | 8.3162 | 1 | 3.83 | 3.06 | 222 | 0.148 |  | 1 | 4.0215 | 3.213 | 222 | 0.148 |  | 220/1/50 |  | FCU | AHU | FAHU | Cassette | Air Cooled Chiller | Water Cooled Chiller | Cooling Tower | Pump | #REF! | #REF! | #REF! | #REF! | #REF!
|  | TF3-11C(13F-22F) | Chilled Water | FCU | 2 BHK-11 - Kitchen + Living | 10 | 36.5 | 7 |  | 19.1781 |  | 6.3 | 5.5 | 449 | 0.1726 | 12.3014 | 1 | 7.71 | 6.17 | 448 | 0.346 |  | 1 | 8.0955 | 6.4785 | 448 | 0.346 |  | 220/1/50 |  | FCU | AHU | FAHU | Cassette | Air Cooled Chiller | Water Cooled Chiller | Cooling Tower | Pump | #REF! | #REF! | #REF! | #REF! | #REF!
|  | TF3-12A(13F) | Chilled Water | FCU | 1 BHK-12 - Bd Rm, WIC, Bath, Kitchen, Living, Corridor | 1 | 61.7 | 7 |  | 11.3452 |  | 8 | 7.2 | 591 | 0.12966 | 9.5786 | 1 | 9.39 | 7.51 | 548 | 0.388 |  | 1 | 9.8595 | 7.8855 | 548 | 0.388 |  | 220/1/50 |  | FCU | AHU | FAHU | Cassette | Air Cooled Chiller | Water Cooled Chiller | Cooling Tower | Pump | #REF! | #REF! | #REF! | #REF! | #REF!
|  | TF3-12A(14F-22F) | Chilled Water | FCU | 1 BHK-12 - Bd Rm, WIC, Bath, Kitchen, Living, Corridor | 9 | 61.7 | 7 |  | 11.3452 |  | 7.4 | 6.6 | 534 | 0.11994 | 8.6548 | 1 | 7.6 | 6.31 | 511 | 0.378 |  | 1 | 7.98 | 6.6255 | 511 | 0.378 |  | 220/1/50 |  | FCU | AHU | FAHU | Cassette | Air Cooled Chiller | Water Cooled Chiller | Cooling Tower | Pump | #REF! | #REF! | #REF! | #REF! | #REF!
|  | TF3-13(13F-22F) | Chilled Water | FCU | Corridor -01/Lift lobby-01/IDF | 10 | 98.1 | 6 |  | 6.1162 |  | 5 | 4.3 | 349 | 0.050968 | 3.5576 | 1 | 5.24 | 4.24 | 324 | 0.16 |  | 1 | 5.502 | 4.452 | 324 | 0.16 |  | 220/1/50 |  | FCU | AHU | FAHU | Cassette | Air Cooled Chiller | Water Cooled Chiller | Cooling Tower | Pump | #REF! | #REF! | #REF! | #REF! | #REF!
|  | TF3-14(13F-22F) | Chilled Water | FCU | Corridor-02 | 10 | 69.5 | 1 |  | 1.4388 |  | 2.5 | 2.3 | 191 | 0.035971 | 2.7482 | 1 | 3.19 | 2.49 | 172 | 0.093 |  | 1 | 3.3495 | 2.6145 | 172 | 0.093 |  | 220/1/50 |  | FCU | AHU | FAHU | Cassette | Air Cooled Chiller | Water Cooled Chiller | Cooling Tower | Pump | #REF! | #REF! | #REF! | #REF! | #REF!
|  | TF3-15(13F-22F) | Chilled Water | FCU | SL/FL lobby, Electrical room, Store corridor/store rooms | 10 | 76.2 | 5 |  | 6.5617 |  | 3.5 | 3 | 246 | 0.045932 | 3.2283 | 1 | 3.83 | 3.06 | 222 | 0.148 |  | 1 | 4.0215 | 3.213 | 222 | 0.148 |  | 220/1/50 |  | FCU | AHU | FAHU | Cassette | Air Cooled Chiller | Water Cooled Chiller | Cooling Tower | Pump | #REF! | #REF! | #REF! | #REF! | #REF!
|  | L23-01A(23F) | Chilled Water | FCU | 1 BHK-01 - Bd Rm, WIC, Bath, Kitchen, Living, Corridor | 1 | 61.2 | 7 |  | 11.4379 |  | 7.5 | 6.6 | 542 | 0.12255 | 8.8562 | 1 | 9.39 | 7.51 | 548 | 0.388 |  | 1 | 9.8595 | 7.8855 | 548 | 0.388 |  | 220/1/50 |  | FCU | AHU | FAHU | Cassette | Air Cooled Chiller | Water Cooled Chiller | Cooling Tower | Pump | #REF! | #REF! | #REF! | #REF! | #REF!
|  | L23-02A(23F) | Chilled Water | FCU | 2 BHK-02- M.Bedrm + Walk in closet + M.Bath | 1 | 31.1 | 2 |  | 6.4309 |  | 3 | 2.8 | 228 | 0.096463 | 6.5595 | 1 | 3.83 | 3.06 | 222 | 0.148 |  | 1 | 4.0215 | 3.213 | 222 | 0.148 |  | 220/1/50 |  | FCU | AHU | FAHU | Cassette | Air Cooled Chiller | Water Cooled Chiller | Cooling Tower | Pump | #REF! | #REF! | #REF! | #REF! | #REF!
|  | L23-02B(23F) | Chilled Water | FCU | 2 BHK-02 - Bedrm.01 + Bath + Corridor | 1 | 25.4 | 2 |  | 7.874 |  | 2.7 | 2.5 | 204 | 0.1063 | #REF! | 1 | 3.83 | 3.06 | 222 | 0.148 |  | 1 | 4.0215 | 3.213 | 222 | 0.148 |  | 220/1/50 |  | FCU | AHU | FAHU | Cassette | Air Cooled Chiller | Water Cooled Chiller | Cooling Tower | Pump | #REF! | #REF! | #REF! | #REF! | #REF!
|  | L23-02C(23F) | Chilled Water | FCU | 2 BHK-02 - Kitchen + Living | 1 | 36.7 | 7 |  | 19.0736 |  | 6 | 5.3 | 434 | 0.16349 | 11.8256 | 1 | 6.84 | 5.34 | 423 | 0.317 |  | 1 | 7.182 | 5.607 | 423 | 0.317 |  | 220/1/50 |  | FCU | AHU | FAHU | Cassette | Air Cooled Chiller | Water Cooled Chiller | Cooling Tower | Pump | #REF! | #REF! | #REF! | #REF! | #REF!
|  | L23-03A(23F) | Chilled Water | FCU | 1 BHK-03 - Bd Rm, WIC, Bath, Kitchen, Living, Corridor | 1 | 60.9 | 7 |  | 11.4943 |  | 6.9 | 6.1 | 504 | 0.1133 | 8.2759 | 1 | 7.6 | 6.31 | 511 | 0.378 |  | 1 | 7.98 | 6.6255 | 511 | 0.378 |  | 220/1/50 |  | FCU | AHU | FAHU | Cassette | Air Cooled Chiller | Water Cooled Chiller | Cooling Tower | Pump | #REF! | #REF! | #REF! | #REF! | #REF!
|  | L23-04A(23F) | Chilled Water | FCU | 1 BHK-04 - Bd Rm, WIC, Bath, Kitchen, Living, Corridor | 1 | 60.9 | 7 |  | 11.4943 |  | 7.4 | 6.5 | 535 | 0.12151 | 8.7849 | 1 | 7.6 | 6.31 | 511 | 0.378 |  | 1 | 7.98 | 6.6255 | 511 | 0.378 |  | 220/1/50 |  | FCU | AHU | FAHU | Cassette | Air Cooled Chiller | Water Cooled Chiller | Cooling Tower | Pump | #REF! | #REF! | #REF! | #REF! | #REF!
|  | L23-05A(23F) | Chilled Water | FCU | 2 BHK-05- M.Bedrm + Walk in closet + M.Bath | 1 | 31.9 | 2 |  | 6.2696 |  | 3.1 | 2.9 | 248 | 0.097179 | 7.7743 | 1 | 3.83 | 3.06 | 222 | 0.148 |  | 1 | 4.0215 | 3.213 | 222 | 0.148 |  | 220/1/50 |  | FCU | AHU | FAHU | Cassette | Air Cooled Chiller | Water Cooled Chiller | Cooling Tower | Pump | #REF! | #REF! | #REF! | #REF! | #REF!
|  | L23-05B(23F) | Chilled Water | FCU | 2 BHK-05 - Bedrm.01 + Bath + Corridor | 1 | 25.8 | 2 |  | 7.7519 |  | 2.7 | 2.5 | 207 | 0.10465 | 8.0233 | 1 | 3.83 | 3.06 | 222 | 0.148 |  | 1 | 4.0215 | 3.213 | 222 | 0.148 |  | 220/1/50 |  | FCU | AHU | FAHU | Cassette | Air Cooled Chiller | Water Cooled Chiller | Cooling Tower | Pump | #REF! | #REF! | #REF! | #REF! | #REF!
|  | L23-05C(23F) | Chilled Water | FCU | 2 BHK-05 - Kitchen + Living | 1 | 37.2 | 7 |  | 18.8172 |  | 6 | 5.3 | 433 | 0.16129 | 11.6398 | 1 | 6.84 | 5.34 | 423 | 0.317 |  | 1 | 7.182 | 5.607 | 423 | 0.317 |  | 220/1/50 |  | FCU | AHU | FAHU | Cassette | Air Cooled Chiller | Water Cooled Chiller | Cooling Tower | Pump | #REF! | #REF! | #REF! | #REF! | #REF!
|  | L23-06A(23F) | Chilled Water | FCU | 1 BHK-06 - Bd Rm, WIC, Bath, Kitchen, Living, Corridor | 1 | 61.6 | 7 |  | 11.3636 |  | 7.1 | 6.3 | 537 | 0.11526 | 8.7175 | 1 | 7.6 | 6.31 | 511 | 0.378 |  | 1 | 7.98 | 6.6255 | 511 | 0.378 |  | 220/1/50 |  | FCU | AHU | FAHU | Cassette | Air Cooled Chiller | Water Cooled Chiller | Cooling Tower | Pump | #REF! | #REF! | #REF! | #REF! | #REF!
|  | L23-07A(23F) | Chilled Water | FCU | 1 BHK-07 - Bd Rm, WIC, Bath, Kitchen, Living, Corridor | 1 | 61.8 | 7 |  | 11.3269 |  | 7.1 | 6.3 | 536 | 0.11489 | 8.6731 | 1 | 9.39 | 7.51 | 548 | 0.388 |  | 1 | 9.8595 | 7.8855 | 548 | 0.388 |  | 220/1/50 |  | FCU | AHU | FAHU | Cassette | Air Cooled Chiller | Water Cooled Chiller | Cooling Tower | Pump | #REF! | #REF! | #REF! | #REF! | #REF!
|  | L23-08A(23F) | Chilled Water | FCU | 2 BHK-08 - M.Bedrm + M.Bath | 1 | 31.1 | 2 |  | 6.4309 |  | 3.7 | 3.5 | 291 | 0.11897 | 9.3569 | 1 | 4.07 | 3.38 | 276 | 0.15 |  | 1 | 4.2735 | 3.549 | 276 | 0.15 |  | 220/1/50 |  | FCU | AHU | FAHU | Cassette | Air Cooled Chiller | Water Cooled Chiller | Cooling Tower | Pump | #REF! | #REF! | #REF! | #REF! | #REF!
|  | L23-08B(23F) | Chilled Water | FCU | 2 BHK-08 - Bedrm.01 + Bath + Corridor | 1 | 25.7 | 2 |  | 7.7821 |  | 3.3 | 3.1 | 254 | 0.1284 | 9.8833 | 1 | 3.83 | 3.06 | 222 | 0.148 |  | 1 | 4.0215 | 3.213 | 222 | 0.148 |  | 220/1/50 |  | FCU | AHU | FAHU | Cassette | Air Cooled Chiller | Water Cooled Chiller | Cooling Tower | Pump | #REF! | #REF! | #REF! | #REF! | #REF!
|  | L23-08C(23F) | Chilled Water | FCU | 2 BHK-08 - Kitchen + Living | 1 | 37.1 | 7 |  | 18.8679 |  | 6.2 | 5.4 | 447 | 0.16712 | 12.0485 | 1 | 7.71 | 6.17 | 448 | 0.346 |  | 1 | 8.0955 | 6.4785 | 448 | 0.346 |  | 220/1/50 |  | FCU | AHU | FAHU | Cassette | Air Cooled Chiller | Water Cooled Chiller | Cooling Tower | Pump | #REF! | #REF! | #REF! | #REF! | #REF!
|  | L23-09A(23F) | Chilled Water | FCU | 1 BHK-09 - Bd Rm, WIC, Bath, Kitchen, Living, Corridor | 1 | 61.6 | 7 |  | 11.3636 |  | 7.8 | 7 | 594 | 0.12662 | 9.6429 | 1 | 9.39 | 7.51 | 548 | 0.388 |  | 1 | 9.8595 | 7.8855 | 548 | 0.388 |  | 220/1/50 |  | FCU | AHU | FAHU | Cassette | Air Cooled Chiller | Water Cooled Chiller | Cooling Tower | Pump | #REF! | #REF! | #REF! | #REF! | #REF!
|  | L23-10A(23F) | Chilled Water | FCU | 1 BHK-10 - Bd Rm, WIC, Bath, Kitchen, Living, Corridor | 1 | 61.7 | 7 |  | 11.3452 |  | 7.7 | 6.8 | 570 | 0.1248 | 9.2382 | 1 | 9.39 | 7.51 | 548 | 0.388 |  | 1 | 9.8595 | 7.8855 | 548 | 0.388 |  | 220/1/50 |  | FCU | AHU | FAHU | Cassette | Air Cooled Chiller | Water Cooled Chiller | Cooling Tower | Pump | #REF! | #REF! | #REF! | #REF! | #REF!
|  | L23-11A(23F) | Chilled Water | FCU | 2 BHK-11 - M.Bedrm + M.Bath | 1 | 27 | 2 |  | 7.4074 |  | 3.3 | 3.1 | 253 | 0.12222 | 9.3704 | 1 | 3.83 | 3.06 | 222 | 0.148 |  | 1 | 4.0215 | 3.213 | 222 | 0.148 |  | 220/1/50 |  | FCU | AHU | FAHU | Cassette | Air Cooled Chiller | Water Cooled Chiller | Cooling Tower | Pump | #REF! | #REF! | #REF! | #REF! | #REF!
|  | L23-11B(23F) | Chilled Water | FCU | 2 BHK-11 - Bedrm.01 + Bath + Corridor | 1 | 29.1 | 2 |  | 6.8729 |  | 3.3 | 3.1 | 257 | 0.1134 | 8.8316 | 1 | 3.83 | 3.06 | 222 | 0.148 |  | 1 | 4.0215 | 3.213 | 222 | 0.148 |  | 220/1/50 |  | FCU | AHU | FAHU | Cassette | Air Cooled Chiller | Water Cooled Chiller | Cooling Tower | Pump | #REF! | #REF! | #REF! | #REF! | #REF!
|  | L23-11C(23F) | Chilled Water | FCU | 2 BHK-11 - Kitchen + Living | 1 | 36.5 | 7 |  | 19.1781 |  | 6.4 | 5.7 | 460 | 0.17534 | 12.6027 | 1 | 7.71 | 6.17 | 448 | 0.346 |  | 1 | 8.0955 | 6.4785 | 448 | 0.346 |  | 220/1/50 |  | FCU | AHU | FAHU | Cassette | Air Cooled Chiller | Water Cooled Chiller | Cooling Tower | Pump | #REF! | #REF! | #REF! | #REF! | #REF!
|  | L23-12A(23F) | Chilled Water | FCU | 1 BHK-12 - Bd Rm, WIC, Bath, Kitchen, Living, Corridor | 1 | 61.7 | 7 |  | 11.3452 |  | 7.5 | 6.7 | 549 | 0.12156 | 8.8979 | 1 | 9.39 | 7.51 | 548 | 0.388 |  | 1 | 9.8595 | 7.8855 | 548 | 0.388 |  | 220/1/50 |  | FCU | AHU | FAHU | Cassette | Air Cooled Chiller | Water Cooled Chiller | Cooling Tower | Pump | #REF! | #REF! | #REF! | #REF! | #REF!
|  | L23-13(23F) | Chilled Water | FCU | Corridor -01/Lift lobby-01/IDF | 1 | 99.2 | 6 |  | 6.0484 |  | 5 | 4.3 | 351 | 0.050403 | 3.5383 | 1 | 5.24 | 4.24 | 324 | 0.16 |  | 1 | 5.502 | 4.452 | 324 | 0.16 |  | 220/1/50 |  | FCU | AHU | FAHU | Cassette | Air Cooled Chiller | Water Cooled Chiller | Cooling Tower | Pump | #REF! | #REF! | #REF! | #REF! | #REF!
|  | L23-14(23F) | Chilled Water | FCU | Corridor-02 | 1 | 69.5 | 1 |  | 1.4388 |  | 2.5 | 2.3 | 192 | 0.035971 | 2.7626 | 1 | 3.19 | 2.49 | 172 | 0.093 |  | 1 | 3.3495 | 2.6145 | 172 | 0.093 |  | 220/1/50 |  | FCU | AHU | FAHU | Cassette | Air Cooled Chiller | Water Cooled Chiller | Cooling Tower | Pump | #REF! | #REF! | #REF! | #REF! | #REF!
|  | L23-15(23F) | Chilled Water | FCU | SL/FL lobby, Electrical room, Store corridor/store rooms | 1 | 76.2 | 5 |  | 6.5617 |  | 3.5 | 3 | 243 | 0.045932 | 3.189 | 1 | 3.83 | 3.06 | 222 | 0.148 |  | 1 | 4.0215 | 3.213 | 222 | 0.148 |  | 220/1/50 |  | FCU | AHU | FAHU | Cassette | Air Cooled Chiller | Water Cooled Chiller | Cooling Tower | Pump | #REF! | #REF! | #REF! | #REF! | #REF!
|  | L24-01A(24F) | Chilled Water | FCU | 1 BHK-01 - Bd Rm, WIC, Bath, Kitchen, Living, Corridor | 1 | 61.2 | 7 |  | 11.4379 |  | 8.2 | 7.4 | 602 | 0.13399 | 9.8366 | 1 | 9.39 | 7.51 | 548 | 0.388 |  | 1 | 9.8595 | 7.8855 | 548 | 0.388 |  | 220/1/50 |  | FCU | AHU | FAHU | Cassette | Air Cooled Chiller | Water Cooled Chiller | Cooling Tower | Pump | #REF! | #REF! | #REF! | #REF! | #REF!
|  | L24-02A(24F) | Chilled Water | FCU | 2 BHK-02- M.Bedrm + Walk in closet + M.Bath | 1 | 31.1 | 2 |  | 6.4309 |  | 3.3 | 3.1 | 249 | 0.10611 | 8.0064 | 1 | 3.83 | 3.06 | 222 | 0.148 |  | 1 | 4.0215 | 3.213 | 222 | 0.148 |  | 220/1/50 |  | FCU | AHU | FAHU | Cassette | Air Cooled Chiller | Water Cooled Chiller | Cooling Tower | Pump | #REF! | #REF! | #REF! | #REF! | #REF!
|  | L24-02B(24F) | Chilled Water | FCU | 2 BHK-02 - Bedrm.01 + Bath + Corridor | 1 | 25.4 | 2 |  | 7.874 |  | 2.9 | 2.7 | 218 | 0.11417 | 8.5827 | 1 | 3.83 | 3.06 | 222 | 0.148 |  | 1 | 4.0215 | 3.213 | 222 | 0.148 |  | 220/1/50 |  | FCU | AHU | FAHU | Cassette | Air Cooled Chiller | Water Cooled Chiller | Cooling Tower | Pump | #REF! | #REF! | #REF! | #REF! | #REF!
|  | L24-02C(24F) | Chilled Water | FCU | 2 BHK-02 - Kitchen + Living | 1 | 36.7 | 7 |  | 19.0736 |  | 6.8 | 6 | 486 | 0.18529 | 13.2425 | 1 | 7.71 | 6.17 | 448 | 0.346 |  | 1 | 8.0955 | 6.4785 | 448 | 0.346 |  | 220/1/50 |  | FCU | AHU | FAHU | Cassette | Air Cooled Chiller | Water Cooled Chiller | Cooling Tower | Pump | #REF! | #REF! | #REF! | #REF! | #REF!
|  | L24-03A(24F) | Chilled Water | FCU | 1 BHK-03 - Bd Rm, WIC, Bath, Kitchen, Living, Corridor | 1 | 60.9 | 7 |  | 11.4943 |  | 7.7 | 6.9 | 568 | 0.12644 | 9.3268 | 1 | 9.39 | 7.51 | 548 | 0.388 |  | 1 | 9.8595 | 7.8855 | 548 | 0.388 |  | 220/1/50 |  | FCU | AHU | FAHU | Cassette | Air Cooled Chiller | Water Cooled Chiller | Cooling Tower | Pump | #REF! | #REF! | #REF! | #REF! | #REF!
|  | L24-04A(24F) | Chilled Water | FCU | 1 BHK-04 - Bd Rm, WIC, Bath, Kitchen, Living, Corridor | 1 | 61.6 | 7 |  | 11.3636 |  | 8.6 | 7.8 | 642 | 0.13961 | 10.4221 | 1 | 9.39 | 7.51 | 548 | 0.388 |  | 1 | 9.8595 | 7.8855 | 548 | 0.388 |  | 220/1/50 |  | FCU | AHU | FAHU | Cassette | Air Cooled Chiller | Water Cooled Chiller | Cooling Tower | Pump | #REF! | #REF! | #REF! | #REF! | #REF!
|  | L24-05A(24F) | Chilled Water | FCU | 2 BHK-05 - M.Bedrm + M.Bath | 1 | 27 | 2 |  | 7.4074 |  | 3.6 | 3.4 | 279 | 0.13333 | 10.3333 | 1 | 4.07 | 3.38 | 276 | 0.15 |  | 1 | 4.2735 | 3.549 | 276 | 0.15 |  | 220/1/50 |  | FCU | AHU | FAHU | Cassette | Air Cooled Chiller | Water Cooled Chiller | Cooling Tower | Pump | #REF! | #REF! | #REF! | #REF! | #REF!
|  | L24-05B(24F) | Chilled Water | FCU | 2 BHK-05 - Bedrm.01 + Bath + Corridor | 1 | 29.1 | 2 |  | 6.8729 |  | 3.6 | 3.4 | 277 | 0.12371 | 9.5189 | 1 | 4.07 | 3.38 | 276 | 0.15 |  | 1 | 4.2735 | 3.549 | 276 | 0.15 |  | 220/1/50 |  | FCU | AHU | FAHU | Cassette | Air Cooled Chiller | Water Cooled Chiller | Cooling Tower | Pump | #REF! | #REF! | #REF! | #REF! | #REF!
|  | L24-05C(24F) | Chilled Water | FCU | 2 BHK-05 - Kitchen + Living | 1 | 36.5 | 7 |  | 19.1781 |  | 7.1 | 6.3 | 515 | 0.19452 | 14.1096 | 1 | 7.6 | 6.31 | 511 | 0.378 |  | 1 | 7.98 | 6.6255 | 511 | 0.378 |  | 220/1/50 |  | FCU | AHU | FAHU | Cassette | Air Cooled Chiller | Water Cooled Chiller | Cooling Tower | Pump | #REF! | #REF! | #REF! | #REF! | #REF!
|  | L24-06A(24F) | Chilled Water | FCU | 1 BHK-06 - Bd Rm, WIC, Bath, Kitchen, Living, Corridor | 1 | 61.7 | 7 |  | 11.3452 |  | 8.9 | 8 | 657 | 0.14425 | 10.6483 | 1 | 9.39 | 7.51 | 548 | 0.388 |  | 1 | 9.8595 | 7.8855 | 548 | 0.388 |  | 220/1/50 |  | FCU | AHU | FAHU | Cassette | Air Cooled Chiller | Water Cooled Chiller | Cooling Tower | Pump | #REF! | #REF! | #REF! | #REF! | #REF!
|  | L24-07(24F) | Chilled Water | FCU | Corridor -01/Lift lobby-01/IDF | 1 | 95.2 | 6 |  | 6.3025 |  | 5.1 | 4.5 | 370 | 0.053571 | 3.8866 | 1 | 5.24 | 4.24 | 324 | 0.16 |  | 1 | 5.502 | 4.452 | 324 | 0.16 |  | 220/1/50 |  | FCU | AHU | FAHU | Cassette | Air Cooled Chiller | Water Cooled Chiller | Cooling Tower | Pump | #REF! | #REF! | #REF! | #REF! | #REF!
|  | L24-08(24F) | Chilled Water | FCU | Corridor-02 | 1 | 59.4 | 1 |  | 1.6835 |  | 2.4 | 2.2 | 183 | 0.040404 | 3.0808 | 1 | 3.19 | 2.49 | 172 | 0.093 |  | 1 | 3.3495 | 2.6145 | 172 | 0.093 |  | 220/1/50 |  | FCU | AHU | FAHU | Cassette | Air Cooled Chiller | Water Cooled Chiller | Cooling Tower | Pump | #REF! | #REF! | #REF! | #REF! | #REF!
|  | L24-09(24F) | Chilled Water | FCU | SL/FL lobby, Electrical room, Store corridor/store rooms | 1 | 76.2 | 5 |  | 6.5617 |  | 3.7 | 3.2 | 266 | 0.048556 | 3.4908 | 1 | 4.07 | 3.38 | 276 | 0.15 |  | 1 | 4.2735 | 3.549 | 276 | 0.15 |  | 220/1/50 |  | FCU | AHU | FAHU | Cassette | Air Cooled Chiller | Water Cooled Chiller | Cooling Tower | Pump | #REF! | #REF! | #REF! | #REF! | #REF!
|  | L24-10(24F) | Chilled Water | FCU | EMCC | 1 | 9.8 | 1 |  | 10.2041 |  | 2.4 | 2.3 | 188 | 0.2449 | 19.1837 | 1 | 3.19 | 2.49 | 172 | 0.093 |  | 1 | 3.3495 | 2.6145 | 172 | 0.093 |  | 220/1/50 |  | FCU | AHU | FAHU | Cassette | Air Cooled Chiller | Water Cooled Chiller | Cooling Tower | Pump | #REF! | #REF! | #REF! | #REF! | #REF!
|  | L24-11(24F) | Chilled Water | FCU | Fire pump room | 1 | 66.6 | 1 |  | 1.5015 |  | 5.9 | 5.2 | 332 | 0.088589 | 4.985 | 1 | 4.97 | 4.13 | 327 | 0.15 |  | 1 | 5.2185 | 4.3365 | 327 | 0.15 |  | 220/1/50 |  | FCU | AHU | FAHU | Cassette | Air Cooled Chiller | Water Cooled Chiller | Cooling Tower | Pump | #REF! | #REF! | #REF! | #REF! | #REF!
|  | L24-12(24F) | Chilled Water | FCU | Fire water tank room | 1 | 129 | 1 |  | 0.77519 |  | 11.2 | 10.2 | 643 | 0.086822 | 4.9845 | 1 | 9.76 | 8 | 630 | 0.388 |  | 1 | 10.248 | 8.4 | 630 | 0.388 |  | 220/1/50 |  | FCU | AHU | FAHU | Cassette | Air Cooled Chiller | Water Cooled Chiller | Cooling Tower | Pump | #REF! | #REF! | #REF! | #REF! | #REF!
|  | L24-13(24F) | Chilled Water | FCU | Domestic WT & PR | 1 | 69.4 | 1 |  | 1.4409 |  | 6 | 5.3 | 338 | 0.086455 | 4.8703 | 1 | 4.97 | 4.13 | 327 | 0.15 |  | 1 | 5.2185 | 4.3365 | 327 | 0.15 |  | 220/1/50 |  | FCU | AHU | FAHU | Cassette | Air Cooled Chiller | Water Cooled Chiller | Cooling Tower | Pump | #REF! | #REF! | #REF! | #REF! | #REF!
|  | L24-14(24F) | Chilled Water | FCU | FAHU RM-01 | 1 | 85 | 0 |  | 0 |  | 6.6 | 6.1 | 393 | 0.077647 | 4.6235 | 1 | 6.2 | 5.02 | 375 | 0.16 |  | 1 | 6.51 | 5.271 | 375 | 0.16 |  | 220/1/50 |  | FCU | AHU | FAHU | Cassette | Air Cooled Chiller | Water Cooled Chiller | Cooling Tower | Pump | #REF! | #REF! | #REF! | #REF! | #REF!
|  | L24-15(24F) | Chilled Water | FCU | FAHU RM-02 | 1 | 89 | 0 |  | 0 |  | 6.9 | 6.4 | 413 | 0.077528 | 4.6404 | 1 | 6.2 | 5.02 | 375 | 0.16 |  | 1 | 6.51 | 5.271 | 375 | 0.16 |  | 220/1/50 |  | FCU | AHU | FAHU | Cassette | Air Cooled Chiller | Water Cooled Chiller | Cooling Tower | Pump | #REF! | #REF! | #REF! | #REF! | #REF!
|  | L24-16(24F) | Chilled Water | FCU | MCC | 1 | 9.8 | 1 |  | 10.2041 |  | 2.3 | 2.2 | 180 | 0.23469 | 18.3673 | 1 | 3.69 | 2.92 | 210 | 0.093 |  | 1 | 3.8745 | 3.066 | 210 | 0.093 |  | 220/1/50 |  | FCU | AHU | FAHU | Cassette | Air Cooled Chiller | Water Cooled Chiller | Cooling Tower | Pump | #REF! | #REF! | #REF! | #REF! | #REF!
|  | L25-01A(25F) | Chilled Water | FCU | 1 BHK-01 - Bd Rm, WIC, Bath, Kitchen, Living, Corridor | 1 | 61.2 | 7 |  | 11.4379 |  | 7.4 | 6.5 | 534 | 0.12092 | 8.7255 | 1 | 7.6 | 6.31 | 511 | 0.378 |  | 1 | 7.98 | 6.6255 | 511 | 0.378 |  | 220/1/50 |  | FCU | AHU | FAHU | Cassette | Air Cooled Chiller | Water Cooled Chiller | Cooling Tower | Pump | #REF! | #REF! | #REF! | #REF! | #REF!
|  | L25-02A(25F) | Chilled Water | FCU | 2 BHK-02- M.Bedrm + Walk in closet + M.Bath | 1 | 31.5 | 2 |  | 6.3492 |  | 3 | 2.8 | 231 | 0.095238 | 7.3333 | 1 | 3.83 | 3.06 | 222 | 0.148 |  | 1 | 4.0215 | 3.213 | 222 | 0.148 |  | 220/1/50 |  | FCU | AHU | FAHU | Cassette | Air Cooled Chiller | Water Cooled Chiller | Cooling Tower | Pump | #REF! | #REF! | #REF! | #REF! | #REF!
|  | L25-02B(25F) | Chilled Water | FCU | 2 BHK-02 - Bedrm.01 + Bath + Corridor | 1 | 25.5 | 2 |  | 7.8431 |  | 2.6 | 2.4 | 197 | 0.10196 | 7.7255 | 1 | 3.19 | 2.49 | 172 | 0.093 |  | 1 | 3.3495 | 2.6145 | 172 | 0.093 |  | 220/1/50 |  | FCU | AHU | FAHU | Cassette | Air Cooled Chiller | Water Cooled Chiller | Cooling Tower | Pump | #REF! | #REF! | #REF! | #REF! | #REF!
|  | L25-02C(25F) | Chilled Water | FCU | 2 BHK-02 - Kitchen + Living | 1 | 37.3 | 7 |  | 18.7668 |  | 5.9 | 5.1 | 414 | 0.15818 | 11.0992 | 1 | 6.84 | 5.34 | 423 | 0.317 |  | 1 | 7.182 | 5.607 | 423 | 0.317 |  | 220/1/50 |  | FCU | AHU | FAHU | Cassette | Air Cooled Chiller | Water Cooled Chiller | Cooling Tower | Pump | #REF! | #REF! | #REF! | #REF! | #REF!
|  | L25-03A(25F) | Chilled Water | FCU | 2 BHK-03 - M.Bedrm + M.Bath | 1 | 31.1 | 2 |  | 6.4309 |  | 3.1 | 2.8 | 231 | 0.099678 | 7.4277 | 1 | 3.83 | 3.06 | 222 | 0.148 |  | 1 | 4.0215 | 3.213 | 222 | 0.148 |  | 220/1/50 |  | FCU | AHU | FAHU | Cassette | Air Cooled Chiller | Water Cooled Chiller | Cooling Tower | Pump | #REF! | #REF! | #REF! | #REF! | #REF!
|  | L25-03B(25F) | Chilled Water | FCU | 2 BHK-03 - Bedrm.01 + Bath + Corridor | 1 | 27.5 | 2 |  | 7.2727 |  | 2.3 | 2.1 | 178 | 0.083636 | 6.4727 | 1 | 3.19 | 2.49 | 172 | 0.093 |  | 1 | 3.3495 | 2.6145 | 172 | 0.093 |  | 220/1/50 |  | FCU | AHU | FAHU | Cassette | Air Cooled Chiller | Water Cooled Chiller | Cooling Tower | Pump | #REF! | #REF! | #REF! | #REF! | #REF!
|  | L25-03C(25F) | Chilled Water | FCU | 2 BHK-03 - Kitchen + Living | 1 | 33 | 7 |  | 21.2121 |  | 3.8 | 3 | 245 | 0.11515 | 7.4242 | 1 | 3.83 | 3.06 | 222 | 0.148 |  | 1 | 4.0215 | 3.213 | 222 | 0.148 |  | 220/1/50 |  | FCU | AHU | FAHU | Cassette | Air Cooled Chiller | Water Cooled Chiller | Cooling Tower | Pump | #REF! | #REF! | #REF! | #REF! | #REF!
|  | L25-04A(25F) | Chilled Water | FCU | 3 BHK-04- M.Bedrm + Walk in closet + M.Bath | 1 | 27 | 2 |  | 7.4074 |  | 2.4 | 2.2 | 186 | 0.088889 | 6.8889 | 1 | 3.19 | 2.49 | 172 | 0.093 |  | 1 | 3.3495 | 2.6145 | 172 | 0.093 |  | 220/1/50 |  | FCU | AHU | FAHU | Cassette | Air Cooled Chiller | Water Cooled Chiller | Cooling Tower | Pump | #REF! | #REF! | #REF! | #REF! | #REF!
|  | L25-04B(25F) | Chilled Water | FCU | 3 BHK-04 - Bedrm.02 + Bath + Corridor + Maid Rm+Maid Ba | 1 | 43.6 | 3 |  | 6.8807 |  | 4.8 | 4.5 | 374 | 0.11009 | 8.578 | 1 | 6.2 | 5.02 | 375 | 0.16 |  | 1 | 6.51 | 5.271 | 375 | 0.16 |  | 220/1/50 |  | FCU | AHU | FAHU | Cassette | Air Cooled Chiller | Water Cooled Chiller | Cooling Tower | Pump | #REF! | #REF! | #REF! | #REF! | #REF!
|  | L25-04C(25F) | Chilled Water | FCU | 3 BHK-04 - Bedrm.01 | 1 | 15.1 | 2 |  | 13.245 |  | 2.4 | 2.3 | 184 | 0.15894 | 12.1854 | 1 | 3.19 | 2.49 | 172 | 0.093 |  | 1 | 3.3495 | 2.6145 | 172 | 0.093 |  | 220/1/50 |  | FCU | AHU | FAHU | Cassette | Air Cooled Chiller | Water Cooled Chiller | Cooling Tower | Pump | #REF! | #REF! | #REF! | #REF! | #REF!
|  | L25-04D(25F) | Chilled Water | FCU | 3 BHK-04 - Kitchen + Living | 1 | 37.2 | 9 |  | 24.1935 |  | 6.2 | 53 | 431 | 0.16667 | 11.586 | 1 | 6.84 | 5.34 | 423 | 0.317 |  | 1 | 7.182 | 5.607 | 423 | 0.317 |  | 220/1/50 |  | FCU | AHU | FAHU | Cassette | Air Cooled Chiller | Water Cooled Chiller | Cooling Tower | Pump | #REF! | #REF! | #REF! | #REF! | #REF!
|  | L25-05A(25F) | Chilled Water | FCU | 1 BHK-05 - Bd Rm, WIC, Bath, Kitchen, Living, Corridor | 1 | 61.7 | 7 |  | 11.3452 |  | 7.4 | 6.6 | 539 | 0.11994 | 8.7358 | 1 | 9.39 | 7.51 | 548 | 0.388 |  | 1 | 9.8595 | 7.8855 | 548 | 0.388 |  | 220/1/50 |  | FCU | AHU | FAHU | Cassette | Air Cooled Chiller | Water Cooled Chiller | Cooling Tower | Pump | #REF! | #REF! | #REF! | #REF! | #REF!
|  | L25-06(25F) | Chilled Water | FCU | Corridor -01/Lift lobby-01/IDF | 1 | 94.1 | 6 |  | 6.3762 |  | 4.7 | 4.1 | 327 | 0.049947 | 3.475 | 1 | 4.97 | 4.13 | 327 | 0.15 |  | 1 | 5.2185 | 4.3365 | 327 | 0.15 |  | 220/1/50 |  | FCU | AHU | FAHU | Cassette | Air Cooled Chiller | Water Cooled Chiller | Cooling Tower | Pump | #REF! | #REF! | #REF! | #REF! | #REF!
|  | L25-07(25F) | Chilled Water | FCU | Corridor-02 | 1 | 59.4 | 1 |  | 1.6835 |  | 2.1 | 1.9 | 162 | 0.035354 | 2.7273 | 1 | 3.19 | 2.49 | 172 | 0.093 |  | 1 | 3.3495 | 2.6145 | 172 | 0.093 |  | 220/1/50 |  | FCU | AHU | FAHU | Cassette | Air Cooled Chiller | Water Cooled Chiller | Cooling Tower | Pump | #REF! | #REF! | #REF! | #REF! | #REF!
|  | L25-08(25F) | Chilled Water | FCU | SL/FL lobby, Electrical room, Store corridor/store rooms | 1 | 76.2 | 5 |  | 6.5617 |  | 3.5 | 3 | 247 | 0.045932 | 3.2415 | 1 | 3.83 | 3.06 | 222 | 0.148 |  | 1 | 4.0215 | 3.213 | 222 | 0.148 |  | 220/1/50 |  | FCU | AHU | FAHU | Cassette | Air Cooled Chiller | Water Cooled Chiller | Cooling Tower | Pump | #REF! | #REF! | #REF! | #REF! | #REF!
|  | L25-09(25F) | Chilled Water | FCU | Services | 1 | 65.1 | 20 |  | 30.722 |  | 7 | 5.6 | 452 | 0.10753 | 6.9432 | 1 | 7.99 | 6.47 | 480 | 0.317 |  | 1 | 8.3895 | 6.7935 | 480 | 0.317 |  | 220/1/50 |  | FCU | AHU | FAHU | Cassette | Air Cooled Chiller | Water Cooled Chiller | Cooling Tower | Pump | #REF! | #REF! | #REF! | #REF! | #REF!
|  | L26-01A(26F) | Chilled Water | FCU | 1 BHK-01 - Bd Rm, WIC, Bath, Kitchen, Living, Corridor | 1 | 62.5 | 7 |  | 11.2 |  | 7.4 | 6.5 | 534 | 0.1184 | 8.544 | 1 | 9.39 | 7.51 | 548 | 0.388 |  | 1 | 9.8595 | 7.8855 | 548 | 0.388 |  | 220/1/50 |  | FCU | AHU | FAHU | Cassette | Air Cooled Chiller | Water Cooled Chiller | Cooling Tower | Pump | #REF! | #REF! | #REF! | #REF! | #REF!
|  | L26-02A(26F) | Chilled Water | FCU | 2 BHK-02- M.Bedrm + Walk in closet + M.Bath | 1 | 31.8 | 2 |  | 6.2893 |  | 3 | 2.8 | 231 | 0.09434 | 7.2642 | 1 | 3.83 | 3.06 | 222 | 0.148 |  | 1 | 4.0215 | 3.213 | 222 | 0.148 |  | 220/1/50 |  | FCU | AHU | FAHU | Cassette | Air Cooled Chiller | Water Cooled Chiller | Cooling Tower | Pump | #REF! | #REF! | #REF! | #REF! | #REF!
|  | L26-02B(26F) | Chilled Water | FCU | 2 BHK-02 - Bedrm.01 + Bath + Corridor | 1 | 25.6 | 2 |  | 7.8125 |  | 2.6 | 2.4 | 197 | 0.10156 | 7.6953 | 1 | 3.19 | 2.49 | 172 | 0.093 |  | 1 | 3.3495 | 2.6145 | 172 | 0.093 |  | 220/1/50 |  | FCU | AHU | FAHU | Cassette | Air Cooled Chiller | Water Cooled Chiller | Cooling Tower | Pump | #REF! | #REF! | #REF! | #REF! | #REF!
|  | L26-02C(26F) | Chilled Water | FCU | 2 BHK-02 - Kitchen + Living | 1 | 37.6 | 7 |  | 18.617 |  | 5.9 | 5.1 | 414 | 0.15691 | 11.0106 | 1 | 6.84 | 5.34 | 423 | 0.317 |  | 1 | 7.182 | 5.607 | 423 | 0.317 |  | 220/1/50 |  | FCU | AHU | FAHU | Cassette | Air Cooled Chiller | Water Cooled Chiller | Cooling Tower | Pump | #REF! | #REF! | #REF! | #REF! | #REF!
|  | L26-03A(26F) | Chilled Water | FCU | 2 BHK-03 - M.Bedrm + M.Bath | 1 | 30.9 | 2 |  | 6.4725 |  | 2.6 | 2.3 | 197 | 0.084142 | 6.3754 | 1 | 3.19 | 2.49 | 172 | 0.093 |  | 1 | 3.3495 | 2.6145 | 172 | 0.093 |  | 220/1/50 |  | FCU | AHU | FAHU | Cassette | Air Cooled Chiller | Water Cooled Chiller | Cooling Tower | Pump | #REF! | #REF! | #REF! | #REF! | #REF!
|  | L26-03B(26F) | Chilled Water | FCU | 2 BHK-03 - Bedrm.01 + Bath + Corridor | 1 | 33.3 | 2 |  | 6.006 |  | 2.9 | 2.7 | 219 | 0.087087 | 6.5766 | 1 | 3.83 | 3.06 | 222 | 0.148 |  | 1 | 4.0215 | 3.213 | 222 | 0.148 |  | 220/1/50 |  | FCU | AHU | FAHU | Cassette | Air Cooled Chiller | Water Cooled Chiller | Cooling Tower | Pump | #REF! | #REF! | #REF! | #REF! | #REF!
|  | L26-03C(26F) | Chilled Water | FCU | 2 BHK-03 - Kitchen + Living | 1 | 33.3 | 7 |  | 21.021 |  | 3.7 | 3 | 240 | 0.11111 | 7.2072 | 1 | 3.83 | 3.06 | 222 | 0.148 |  | 1 | 4.0215 | 3.213 | 222 | 0.148 |  | 220/1/50 |  | FCU | AHU | FAHU | Cassette | Air Cooled Chiller | Water Cooled Chiller | Cooling Tower | Pump | #REF! | #REF! | #REF! | #REF! | #REF!
|  | L26-04A(26F) | Chilled Water | FCU | 3 BHK-04- M.Bedrm + Walk in closet + M.Bath | 1 | 27.1 | 2 |  | 7.3801 |  | 2.2 | 2 | 174 | 0.081181 | 6.4207 | 1 | 3.19 | 2.49 | 172 | 0.093 |  | 1 | 3.3495 | 2.6145 | 172 | 0.093 |  | 220/1/50 |  | FCU | AHU | FAHU | Cassette | Air Cooled Chiller | Water Cooled Chiller | Cooling Tower | Pump | #REF! | #REF! | #REF! | #REF! | #REF!
|  | L26-04B(26F) | Chilled Water | FCU | 3 BHK-04 - Bedrm.02 + Bath + Corridor + Maid Rm+Maid Ba | 1 | 44.2 | 3 |  | 6.7873 |  | 5.1 | 4.8 | 404 | 0.11538 | 9.1403 | 1 | 6.84 | 5.34 | 423 | 0.317 |  | 1 | 7.182 | 5.607 | 423 | 0.317 |  | 220/1/50 |  | FCU | AHU | FAHU | Cassette | Air Cooled Chiller | Water Cooled Chiller | Cooling Tower | Pump | #REF! | #REF! | #REF! | #REF! | #REF!
|  | L26-04C(26F) | Chilled Water | FCU | 3 BHK-04 - Bedrm.01 | 1 | 15.1 | 2 |  | 13.245 |  | 2.2 | 2 | 162 | 0.1457 | 10.7285 | 1 | 3.19 | 2.49 | 172 | 0.093 |  | 1 | 3.3495 | 2.6145 | 172 | 0.093 |  | 220/1/50 |  | FCU | AHU | FAHU | Cassette | Air Cooled Chiller | Water Cooled Chiller | Cooling Tower | Pump | #REF! | #REF! | #REF! | #REF! | #REF!
|  | L26-04D(26F) | Chilled Water | FCU | 3 BHK-04 - Kitchen + Living | 1 | 37.5 | 9 |  | 24 |  | 5.2 | 4.3 | 361 | 0.13867 | 9.6267 | 1 | 5.24 | 4.24 | 324 | 0.16 |  | 1 | 5.502 | 4.452 | 324 | 0.16 |  | 220/1/50 |  | FCU | AHU | FAHU | Cassette | Air Cooled Chiller | Water Cooled Chiller | Cooling Tower | Pump | #REF! | #REF! | #REF! | #REF! | #REF!
|  | L26-05A(26F) | Chilled Water | FCU | 1 BHK-05 - Bd Rm, WIC, Bath, Kitchen, Living, Corridor | 1 | 62.4 | 7 |  | 11.2179 |  | 7 | 6.2 | 525 | 0.11218 | 8.4135 | 1 | 7.6 | 6.31 | 511 | 0.378 |  | 1 | 7.98 | 6.6255 | 511 | 0.378 |  | 220/1/50 |  | FCU | AHU | FAHU | Cassette | Air Cooled Chiller | Water Cooled Chiller | Cooling Tower | Pump | #REF! | #REF! | #REF! | #REF! | #REF!
|  | L26-06A(26F) | Chilled Water | FCU | 1 BHK-06 - Bd Rm, WIC, Bath, Kitchen, Living, Corridor | 1 | 62.6 | 7 |  | 11.1821 |  | 7.3 | 6.6 | 562 | 0.11661 | 8.9776 | 1 | 9.39 | 7.51 | 548 | 0.388 |  | 1 | 9.8595 | 7.8855 | 548 | 0.388 |  | 220/1/50 |  | FCU | AHU | FAHU | Cassette | Air Cooled Chiller | Water Cooled Chiller | Cooling Tower | Pump | #REF! | #REF! | #REF! | #REF! | #REF!
|  | L26-07A(26F) | Chilled Water | FCU | 2 BHK-07 - M.Bedrm + M.Bath | 1 | 31.6 | 2 |  | 6.3291 |  | 3.5 | 3.3 | 274 | 0.11076 | 8.6709 | 1 | 4.07 | 3.38 | 276 | 0.15 |  | 1 | 4.2735 | 3.549 | 276 | 0.15 |  | 220/1/50 |  | FCU | AHU | FAHU | Cassette | Air Cooled Chiller | Water Cooled Chiller | Cooling Tower | Pump | #REF! | #REF! | #REF! | #REF! | #REF!
|  | L26-07B(26F) | Chilled Water | FCU | 2 BHK-07 - Bedrm.01 + Bath + Corridor | 1 | 25.7 | 2 |  | 7.7821 |  | 3.1 | 2.9 | 247 | 0.12062 | 9.6109 | 1 | 3.83 | 3.06 | 222 | 0.148 |  | 1 | 4.0215 | 3.213 | 222 | 0.148 |  | 220/1/50 |  | FCU | AHU | FAHU | Cassette | Air Cooled Chiller | Water Cooled Chiller | Cooling Tower | Pump | #REF! | #REF! | #REF! | #REF! | #REF!
|  | L26-07C(26F) | Chilled Water | FCU | 2 BHK-07 - Kitchen + Living | 1 | 37.5 | 7 |  | 18.6667 |  | 6.2 | 5.4 | 444 | 0.16533 | 11.84 | 1 | 6.84 | 5.34 | 423 | 0.317 |  | 1 | 7.182 | 5.607 | 423 | 0.317 |  | 220/1/50 |  | FCU | AHU | FAHU | Cassette | Air Cooled Chiller | Water Cooled Chiller | Cooling Tower | Pump | #REF! | #REF! | #REF! | #REF! | #REF!
|  | L26-08A(26F) | Chilled Water | FCU | 2 BHK-08 - M.Bedrm + M.Bath | 1 | 30.9 | 2 |  | 6.4725 |  | 2.9 | 2.7 | 233 | 0.093851 | 7.5405 | 1 | 3.83 | 3.06 | 222 | 0.148 |  | 1 | 4.0215 | 3.213 | 222 | 0.148 |  | 220/1/50 |  | FCU | AHU | FAHU | Cassette | Air Cooled Chiller | Water Cooled Chiller | Cooling Tower | Pump | #REF! | #REF! | #REF! | #REF! | #REF!
|  | L26-08B(26F) | Chilled Water | FCU | 2 BHK-08 - Bedrm.01 + Bath + Corridor | 1 | 33.1 | 2 |  | 6.0423 |  | 3.7 | 3.4 | 289 | 0.11178 | 8.7311 | 1 | 4.07 | 3.38 | 276 | 0.15 |  | 1 | 4.2735 | 3.549 | 276 | 0.15 |  | 220/1/50 |  | FCU | AHU | FAHU | Cassette | Air Cooled Chiller | Water Cooled Chiller | Cooling Tower | Pump | #REF! | #REF! | #REF! | #REF! | #REF!
|  | L26-08C(26F) | Chilled Water | FCU | 2 BHK-08 - Kitchen + Living | 1 | 33.2 | 7 |  | 21.0843 |  | 4.3 | 3.6 | 298 | 0.12952 | 8.9759 | 1 | 4.07 | 3.38 | 276 | 0.15 |  | 1 | 4.2735 | 3.549 | 276 | 0.15 |  | 220/1/50 |  | FCU | AHU | FAHU | Cassette | Air Cooled Chiller | Water Cooled Chiller | Cooling Tower | Pump | #REF! | #REF! | #REF! | #REF! | #REF!
|  | L26-09A(26F) | Chilled Water | FCU | 3 BHK-09- M.Bedrm + Walk in closet + M.Bath | 1 | 27.3 | 2 |  | 7.326 |  | 2.5 | 2.3 | 194 | 0.091575 | 7.1062 | 1 | 3.19 | 2.49 | 172 | 0.093 |  | 1 | 3.3495 | 2.6145 | 172 | 0.093 |  | 220/1/50 |  | FCU | AHU | FAHU | Cassette | Air Cooled Chiller | Water Cooled Chiller | Cooling Tower | Pump | #REF! | #REF! | #REF! | #REF! | #REF!
|  | L26-09B(26F) | Chilled Water | FCU | 3 BHK-09 - Bedrm.02 + Bath + Corridor + Maid Rm+Maid Ba | 1 | 44.2 | 3 |  | 6.7873 |  | 4.8 | 4.5 | 376 | 0.1086 | 8.5068 | 1 | 5.24 | 4.24 | 324 | 0.16 |  | 1 | 5.502 | 4.452 | 324 | 0.16 |  | 220/1/50 |  | FCU | AHU | FAHU | Cassette | Air Cooled Chiller | Water Cooled Chiller | Cooling Tower | Pump | #REF! | #REF! | #REF! | #REF! | #REF!
|  | L26-09C(26F) | Chilled Water | FCU | 3 BHK-09 - Bedrm.01 | 1 | 15 | 2 |  | 13.3333 |  | 2.4 | 2.3 | 183 | 0.16 | 12.2 | 1 | 3.19 | 2.49 | 172 | 0.093 |  | 1 | 3.3495 | 2.6145 | 172 | 0.093 |  | 220/1/50 |  | FCU | AHU | FAHU | Cassette | Air Cooled Chiller | Water Cooled Chiller | Cooling Tower | Pump | #REF! | #REF! | #REF! | #REF! | #REF!
|  | L26-09D(26F) | Chilled Water | FCU | 3 BHK-09 - Kitchen + Living | 1 | 37.5 | 9 |  | 24 |  | 6.2 | 5.4 | 436 | 0.16533 | 11.6267 | 1 | 6.84 | 5.34 | 423 | 0.317 |  | 1 | 7.182 | 5.607 | 423 | 0.317 |  | 220/1/50 |  | FCU | AHU | FAHU | Cassette | Air Cooled Chiller | Water Cooled Chiller | Cooling Tower | Pump | #REF! | #REF! | #REF! | #REF! | #REF!
|  | L26-10A(26F) | Chilled Water | FCU | 1 BHK-10 - Bd Rm, WIC, Bath, Kitchen, Living, Corridor | 1 | 62.7 | 7 |  | 11.1643 |  | 7.5 | 6.6 | 545 | 0.11962 | 8.6922 | 1 | 9.39 | 7.51 | 548 | 0.388 |  | 1 | 9.8595 | 7.8855 | 548 | 0.388 |  | 220/1/50 |  | FCU | AHU | FAHU | Cassette | Air Cooled Chiller | Water Cooled Chiller | Cooling Tower | Pump | #REF! | #REF! | #REF! | #REF! | #REF!
|  | L26-11(26F-50F) | Chilled Water | FCU | Corridor -01/Lift lobby-01/IDF | 25 | 98.2 | 6 |  | 6.11 |  | 4.7 | 4.1 | 331 | 0.047862 | 3.3707 | 1 | 5.24 | 4.24 | 324 | 0.16 |  | 1 | 5.502 | 4.452 | 324 | 0.16 |  | 220/1/50 |  | FCU | AHU | FAHU | Cassette | Air Cooled Chiller | Water Cooled Chiller | Cooling Tower | Pump | #REF! | #REF! | #REF! | #REF! | #REF!
|  | L26-12(26F-50F) | Chilled Water | FCU | Corridor-02 | 25 | 69.5 | 1 |  | 1.4388 |  | 2.4 | 2.1 | 178 | 0.034532 | 2.5612 | 1 | 3.19 | 2.49 | 172 | 0.093 |  | 1 | 3.3495 | 2.6145 | 172 | 0.093 |  | 220/1/50 |  | FCU | AHU | FAHU | Cassette | Air Cooled Chiller | Water Cooled Chiller | Cooling Tower | Pump | #REF! | #REF! | #REF! | #REF! | #REF!
|  | L26-13(26F-50F) | Chilled Water | FCU | SL/FL lobby, Electrical room, Store corridor/store rooms | 25 | 76.6 | 5 |  | 6.5274 |  | 3.5 | 3 | 244 | 0.045692 | 3.1854 | 1 | 3.83 | 3.06 | 222 | 0.148 |  | 1 | 4.0215 | 3.213 | 222 | 0.148 |  | 220/1/50 |  | FCU | AHU | FAHU | Cassette | Air Cooled Chiller | Water Cooled Chiller | Cooling Tower | Pump | #REF! | #REF! | #REF! | #REF! | #REF!
|  | TF-4-01A(27F-50F) | Chilled Water | FCU | 1 BHK-01 - Bd Rm, WIC, Bath, Kitchen, Living, Corridor | 24 | 62.5 | 7 |  | 11.2 |  | 7.4 | 6.5 | 534 | 0.1184 | 8.544 | 1 | 7.6 | 6.31 | 511 | 0.378 |  | 1 | 7.98 | 6.6255 | 511 | 0.378 |  | 220/1/50 |  | FCU | AHU | FAHU | Cassette | Air Cooled Chiller | Water Cooled Chiller | Cooling Tower | Pump | #REF! | #REF! | #REF! | #REF! | #REF!
|  | TF-4-02A(27F-50F) | Chilled Water | FCU | 2 BHK-02- M.Bedrm + Walk in closet + M.Bath | 24 | 31.8 | 2 |  | 6.2893 |  | 3 | 2.8 | 231 | 0.09434 | 7.2642 | 1 | 3.83 | 3.06 | 222 | 0.148 |  | 1 | 4.0215 | 3.213 | 222 | 0.148 |  | 220/1/50 |  | FCU | AHU | FAHU | Cassette | Air Cooled Chiller | Water Cooled Chiller | Cooling Tower | Pump | #REF! | #REF! | #REF! | #REF! | #REF!
|  | TF-4-02B(27F-50F) | Chilled Water | FCU | 2 BHK-02 - Bedrm.01 + Bath + Corridor | 24 | 25.6 | 2 |  | 7.8125 |  | 2.6 | 2.4 | 197 | 0.10156 | 7.6953 | 1 | 3.19 | 2.49 | 172 | 0.093 |  | 1 | 3.3495 | 2.6145 | 172 | 0.093 |  | 220/1/50 |  | FCU | AHU | FAHU | Cassette | Air Cooled Chiller | Water Cooled Chiller | Cooling Tower | Pump | #REF! | #REF! | #REF! | #REF! | #REF!
|  | TF-4-02C(27F-50F) | Chilled Water | FCU | 2 BHK-02 - Kitchen + Living | 24 | 37.6 | 7 |  | 18.617 |  | 5.9 | 5.1 | 414 | 0.15691 | 11.0106 | 1 | 6.84 | 5.34 | 423 | 0.317 |  | 1 | 7.182 | 5.607 | 423 | 0.317 |  | 220/1/50 |  | FCU | AHU | FAHU | Cassette | Air Cooled Chiller | Water Cooled Chiller | Cooling Tower | Pump | #REF! | #REF! | #REF! | #REF! | #REF!
|  | TF-4-03A(27F-50F) | Chilled Water | FCU | 2 BHK-03 - M.Bedrm + M.Bath | 24 | 30.9 | 2 |  | 6.4725 |  | 2.6 | 2.3 | 197 | 0.084142 | 6.3754 | 1 | 3.19 | 2.49 | 172 | 0.093 |  | 1 | 3.3495 | 2.6145 | 172 | 0.093 |  | 220/1/50 |  | FCU | AHU | FAHU | Cassette | Air Cooled Chiller | Water Cooled Chiller | Cooling Tower | Pump | #REF! | #REF! | #REF! | #REF! | #REF!
|  | TF-4-03B(27F-50F) | Chilled Water | FCU | 2 BHK-03 - Bedrm.01 + Bath + Corridor | 24 | 33.3 | 2 |  | 6.006 |  | 2.9 | 2.7 | 219 | 0.087087 | 6.5766 | 1 | 3.83 | 3.06 | 222 | 0.148 |  | 1 | 4.0215 | 3.213 | 222 | 0.148 |  | 220/1/50 |  | FCU | AHU | FAHU | Cassette | Air Cooled Chiller | Water Cooled Chiller | Cooling Tower | Pump | #REF! | #REF! | #REF! | #REF! | #REF!
|  | TF-4-03C(27F-50F) | Chilled Water | FCU | 2 BHK-03 - Kitchen + Living | 24 | 33.3 | 7 |  | 21.021 |  | 3.7 | 3 | 240 | 0.11111 | 7.2072 | 1 | 3.83 | 3.06 | 222 | 0.148 |  | 1 | 4.0215 | 3.213 | 222 | 0.148 |  | 220/1/50 |  | FCU | AHU | FAHU | Cassette | Air Cooled Chiller | Water Cooled Chiller | Cooling Tower | Pump | #REF! | #REF! | #REF! | #REF! | #REF!
|  | TF-4-04A(27F-50F) | Chilled Water | FCU | 3 BHK-04- M.Bedrm + Walk in closet + M.Bath | 24 | 27.1 | 2 |  | 7.3801 |  | 2.2 | 2 | 174 | 0.081181 | 6.4207 | 1 | 3.19 | 2.49 | 172 | 0.093 |  | 1 | 3.3495 | 2.6145 | 172 | 0.093 |  | 220/1/50 |  | FCU | AHU | FAHU | Cassette | Air Cooled Chiller | Water Cooled Chiller | Cooling Tower | Pump | #REF! | #REF! | #REF! | #REF! | #REF!
|  | TF-4-04B(27F-50F) | Chilled Water | FCU | 3 BHK-04 - Bedrm.02 + Bath + Corridor + Maid Rm+Maid Ba | 24 | 44.2 | 3 |  | 6.7873 |  | 5.1 | 4.8 | 404 | 0.11538 | 9.1403 | 1 | 6.84 | 5.34 | 423 | 0.317 |  | 1 | 7.182 | 5.607 | 423 | 0.317 |  | 220/1/50 |  | FCU | AHU | FAHU | Cassette | Air Cooled Chiller | Water Cooled Chiller | Cooling Tower | Pump | #REF! | #REF! | #REF! | #REF! | #REF!
|  | TF-4-04C(27F-50F) | Chilled Water | FCU | 3 BHK-04 - Bedrm.01 | 24 | 15.1 | 2 |  | 13.245 |  | 2.2 | 2 | 162 | 0.1457 | 10.7285 | 1 | 3.19 | 2.49 | 172 | 0.093 |  | 1 | 3.3495 | 2.6145 | 172 | 0.093 |  | 220/1/50 |  | FCU | AHU | FAHU | Cassette | Air Cooled Chiller | Water Cooled Chiller | Cooling Tower | Pump | #REF! | #REF! | #REF! | #REF! | #REF!
|  | TF-4-04D(27F-50F) | Chilled Water | FCU | 3 BHK-04 - Kitchen + Living | 24 | 37.5 | 9 |  | 24 |  | 5.2 | 4.3 | 361 | 0.13867 | 9.6267 | 1 | 5.24 | 4.24 | 324 | 0.16 |  | 1 | 5.502 | 4.452 | 324 | 0.16 |  | 220/1/50 |  | FCU | AHU | FAHU | Cassette | Air Cooled Chiller | Water Cooled Chiller | Cooling Tower | Pump | #REF! | #REF! | #REF! | #REF! | #REF!
|  | TF-4-05A(27F-50F) | Chilled Water | FCU | 1 BHK-05 - Bd Rm, WIC, Bath, Kitchen, Living, Corridor | 24 | 62.4 | 7 |  | 11.2179 |  | 7 | 6.2 | 525 | 0.11218 | 8.4135 | 1 | 7.6 | 6.31 | 511 | 0.378 |  | 1 | 7.98 | 6.6255 | 511 | 0.378 |  | 220/1/50 |  | FCU | AHU | FAHU | Cassette | Air Cooled Chiller | Water Cooled Chiller | Cooling Tower | Pump | #REF! | #REF! | #REF! | #REF! | #REF!
|  | TF-4-06A(27F-50F) | Chilled Water | FCU | 1 BHK-06 - Bd Rm, WIC, Bath, Kitchen, Living, Corridor | 24 | 62.6 | 7 |  | 11.1821 |  | 7.3 | 6.6 | 562 | 0.11661 | 8.9776 | 1 | 9.39 | 7.51 | 548 | 0.388 |  | 1 | 9.8595 | 7.8855 | 548 | 0.388 |  | 220/1/50 |  | FCU | AHU | FAHU | Cassette | Air Cooled Chiller | Water Cooled Chiller | Cooling Tower | Pump | #REF! | #REF! | #REF! | #REF! | #REF!
|  | TF-4-07A(27F-50F) | Chilled Water | FCU | 2 BHK-07 - M.Bedrm + M.Bath | 24 | 31.6 | 2 |  | 6.3291 |  | 3.5 | 3.3 | 274 | 0.11076 | 8.6709 | 1 | 4.07 | 3.38 | 276 | 0.15 |  | 1 | 4.2735 | 3.549 | 276 | 0.15 |  | 220/1/50 |  | FCU | AHU | FAHU | Cassette | Air Cooled Chiller | Water Cooled Chiller | Cooling Tower | Pump | #REF! | #REF! | #REF! | #REF! | #REF!
|  | TF-4-07B(27F-50F) | Chilled Water | FCU | 2 BHK-07 - Bedrm.01 + Bath + Corridor | 24 | 25.7 | 2 |  | 7.7821 |  | 3.1 | 2.9 | 247 | 0.12062 | 9.6109 | 1 | 3.83 | 3.06 | 222 | 0.148 |  | 1 | 4.0215 | 3.213 | 222 | 0.148 |  | 220/1/50 |  | FCU | AHU | FAHU | Cassette | Air Cooled Chiller | Water Cooled Chiller | Cooling Tower | Pump | #REF! | #REF! | #REF! | #REF! | #REF!
|  | TF-4-07C(27F-50F) | Chilled Water | FCU | 2 BHK-07 - Kitchen + Living | 24 | 37.5 | 7 |  | 18.6667 |  | 6.2 | 5.4 | 444 | 0.16533 | 11.84 | 1 | 6.84 | 5.34 | 423 | 0.317 |  | 1 | 7.182 | 5.607 | 423 | 0.317 |  | 220/1/50 |  | FCU | AHU | FAHU | Cassette | Air Cooled Chiller | Water Cooled Chiller | Cooling Tower | Pump | #REF! | #REF! | #REF! | #REF! | #REF!
|  | TF-4-08A(27F-50F) | Chilled Water | FCU | 2 BHK-08 - M.Bedrm + M.Bath | 24 | 30.9 | 2 |  | 6.4725 |  | 2.9 | 2.7 | 233 | 0.093851 | 7.5405 | 1 | 3.83 | 3.06 | 222 | 0.148 |  | 1 | 4.0215 | 3.213 | 222 | 0.148 |  | 220/1/50 |  | FCU | AHU | FAHU | Cassette | Air Cooled Chiller | Water Cooled Chiller | Cooling Tower | Pump | #REF! | #REF! | #REF! | #REF! | #REF!
|  | TF-4-08B(27F-50F) | Chilled Water | FCU | 2 BHK-08 - Bedrm.01 + Bath + Corridor | 24 | 33.1 | 2 |  | 6.0423 |  | 3.7 | 3.4 | 289 | 0.11178 | 8.7311 | 1 | 4.07 | 3.38 | 276 | 0.15 |  | 1 | 4.2735 | 3.549 | 276 | 0.15 |  | 220/1/50 |  | FCU | AHU | FAHU | Cassette | Air Cooled Chiller | Water Cooled Chiller | Cooling Tower | Pump | #REF! | #REF! | #REF! | #REF! | #REF!
|  | TF-4-08C(27F-50F) | Chilled Water | FCU | 2 BHK-08 - Kitchen + Living | 24 | 33.2 | 7 |  | 21.0843 |  | 4.3 | 3.6 | 298 | 0.12952 | 8.9759 | 1 | 4.07 | 3.38 | 276 | 0.15 |  | 1 | 4.2735 | 3.549 | 276 | 0.15 |  | 220/1/50 |  | FCU | AHU | FAHU | Cassette | Air Cooled Chiller | Water Cooled Chiller | Cooling Tower | Pump | #REF! | #REF! | #REF! | #REF! | #REF!
|  | TF-4-09A(27F-50F) | Chilled Water | FCU | 3 BHK-09- M.Bedrm + Walk in closet + M.Bath | 24 | 27.3 | 2 |  | 7.326 |  | 2.5 | 2.3 | 194 | 0.091575 | 7.1062 | 1 | 3.19 | 2.49 | 172 | 0.093 |  | 1 | 3.3495 | 2.6145 | 172 | 0.093 |  | 220/1/50 |  | FCU | AHU | FAHU | Cassette | Air Cooled Chiller | Water Cooled Chiller | Cooling Tower | Pump | #REF! | #REF! | #REF! | #REF! | #REF!
|  | TF-4-09B(27F-50F) | Chilled Water | FCU | 3 BHK-09 - Bedrm.02 + Bath + Corridor + Maid Rm+Maid Ba | 24 | 44.2 | 3 |  | 6.7873 |  | 4.8 | 4.5 | 376 | 0.1086 | 8.5068 | 1 | 5.24 | 4.24 | 324 | 0.16 |  | 1 | 5.502 | 4.452 | 324 | 0.16 |  | 220/1/50 |  | FCU | AHU | FAHU | Cassette | Air Cooled Chiller | Water Cooled Chiller | Cooling Tower | Pump | #REF! | #REF! | #REF! | #REF! | #REF!
|  | TF-4-09C(27F-50F) | Chilled Water | FCU | 3 BHK-09 - Bedrm.01 | 24 | 15 | 2 |  | 13.3333 |  | 2.4 | 2.3 | 183 | 0.16 | 12.2 | 1 | 3.19 | 2.49 | 172 | 0.093 |  | 1 | 3.3495 | 2.6145 | 172 | 0.093 |  | 220/1/50 |  | FCU | AHU | FAHU | Cassette | Air Cooled Chiller | Water Cooled Chiller | Cooling Tower | Pump | #REF! | #REF! | #REF! | #REF! | #REF!
|  | TF-4-09D(27F-50F) | Chilled Water | FCU | 3 BHK-09 - Kitchen + Living | 24 | 37.5 | 9 |  | 24 |  | 6.2 | 5.4 | 436 | 0.16533 | 11.6267 | 1 | 6.84 | 5.34 | 423 | 0.317 |  | 1 | 7.182 | 5.607 | 423 | 0.317 |  | 220/1/50 |  | FCU | AHU | FAHU | Cassette | Air Cooled Chiller | Water Cooled Chiller | Cooling Tower | Pump | #REF! | #REF! | #REF! | #REF! | #REF!
|  | TF-4-10A(27F-50F) | Chilled Water | FCU | 1 BHK-10 - Bd Rm, WIC, Bath, Kitchen, Living, Corridor | 24 | 62.7 | 7 |  | 11.1643 |  | 7.5 | 6.6 | 545 | 0.11962 | 8.6922 | 1 | 9.39 | 7.51 | 548 | 0.388 |  | 1 | 9.8595 | 7.8855 | 548 | 0.388 |  | 220/1/50 |  | FCU | AHU | FAHU | Cassette | Air Cooled Chiller | Water Cooled Chiller | Cooling Tower | Pump | #REF! | #REF! | #REF! | #REF! | #REF!
|  | L51-01A(51F) | Chilled Water | FCU | 1 BHK-01 - Bd Rm, WIC, Bath, Kitchen, Living, Corridor | 1 | 62.6 | 7 |  | 11.1821 |  | 7.7 | 6.9 | 561 | 0.123 | 8.9617 | 1 | 9.39 | 7.51 | 548 | 0.388 |  | 1 | 9.8595 | 7.8855 | 548 | 0.388 |  | 220/1/50 |  | FCU | AHU | FAHU | Cassette | Air Cooled Chiller | Water Cooled Chiller | Cooling Tower | Pump | #REF! | #REF! | #REF! | #REF! | #REF!
|  | L51-02A(51F) | Chilled Water | FCU | 2 BHK-02- M.Bedrm + Walk in closet + M.Bath | 1 | 32.5 | 2 |  | 6.1538 |  | 3.1 | 2.8 | 229 | 0.095385 | 7.0462 | 1 | 3.83 | 3.06 | 222 | 0.148 |  | 1 | 4.0215 | 3.213 | 222 | 0.148 |  | 220/1/50 |  | FCU | AHU | FAHU | Cassette | Air Cooled Chiller | Water Cooled Chiller | Cooling Tower | Pump | #REF! | #REF! | #REF! | #REF! | #REF!
|  | L51-02B(51F) | Chilled Water | FCU | 2 BHK-02 - Bedrm.01 + Bath + Corridor | 1 | 25.6 | 2 |  | 7.8125 |  | 2.7 | 2.5 | 203 | 0.10547 | 7.9297 | 1 | 3.19 | 2.49 | 172 | 0.093 |  | 1 | 3.3495 | 2.6145 | 172 | 0.093 |  | 220/1/50 |  | FCU | AHU | FAHU | Cassette | Air Cooled Chiller | Water Cooled Chiller | Cooling Tower | Pump | #REF! | #REF! | #REF! | #REF! | #REF!
|  | L51-02C(51F) | Chilled Water | FCU | 2 BHK-02 - Kitchen + Living | 1 | 37.6 | 7 |  | 18.617 |  | 6 | 5.2 | 425 | 0.15957 | 11.3032 | 1 | 6.84 | 5.34 | 423 | 0.317 |  | 1 | 7.182 | 5.607 | 423 | 0.317 |  | 220/1/50 |  | FCU | AHU | FAHU | Cassette | Air Cooled Chiller | Water Cooled Chiller | Cooling Tower | Pump | #REF! | #REF! | #REF! | #REF! | #REF!
|  | L51-03A(51F) | Chilled Water | FCU | 2 BHK-03 - M.Bedrm + M.Bath | 1 | 31.4 | 2 |  | 6.3694 |  | 2.6 | 2.4 | 205 | 0.082803 | 6.5287 | 1 | 3.19 | 2.49 | 172 | 0.093 |  | 1 | 3.3495 | 2.6145 | 172 | 0.093 |  | 220/1/50 |  | FCU | AHU | FAHU | Cassette | Air Cooled Chiller | Water Cooled Chiller | Cooling Tower | Pump | #REF! | #REF! | #REF! | #REF! | #REF!
|  | L51-03B(51F) | Chilled Water | FCU | 2 BHK-03 - Bedrm.01 + Bath + Corridor | 1 | 33.5 | 2 |  | 5.9701 |  | 3.1 | 2.9 | 232 | 0.092537 | 6.9254 | 1 | 3.83 | 3.06 | 222 | 0.148 |  | 1 | 4.0215 | 3.213 | 222 | 0.148 |  | 220/1/50 |  | FCU | AHU | FAHU | Cassette | Air Cooled Chiller | Water Cooled Chiller | Cooling Tower | Pump | #REF! | #REF! | #REF! | #REF! | #REF!
|  | L51-03C(51F) | Chilled Water | FCU | 2 BHK-03 - Kitchen + Living | 1 | 33.5 | 7 |  | 20.8955 |  | 3.8 | 3 | 247 | 0.11343 | 7.3731 | 1 | 3.83 | 3.06 | 222 | 0.148 |  | 1 | 4.0215 | 3.213 | 222 | 0.148 |  | 220/1/50 |  | FCU | AHU | FAHU | Cassette | Air Cooled Chiller | Water Cooled Chiller | Cooling Tower | Pump | #REF! | #REF! | #REF! | #REF! | #REF!
|  | L51-04A(51F) | Chilled Water | FCU | 3 BHK-04- M.Bedrm + Walk in closet + M.Bath | 1 | 27 | 2 |  | 7.4074 |  | 2.4 | 2.2 | 189 | 0.088889 | 7 | 1 | 3.19 | 2.49 | 172 | 0.093 |  | 1 | 3.3495 | 2.6145 | 172 | 0.093 |  | 220/1/50 |  | FCU | AHU | FAHU | Cassette | Air Cooled Chiller | Water Cooled Chiller | Cooling Tower | Pump | #REF! | #REF! | #REF! | #REF! | #REF!
|  | L51-04B(51F) | Chilled Water | FCU | 3 BHK-04 - Bedrm.02 + Bath + Corridor + Maid Rm+Maid Ba | 1 | 44.3 | 3 |  | 6.772 |  | 5.1 | 4.8 | 406 | 0.11512 | 9.1648 | 1 | 6.84 | 5.34 | 423 | 0.317 |  | 1 | 7.182 | 5.607 | 423 | 0.317 |  | 220/1/50 |  | FCU | AHU | FAHU | Cassette | Air Cooled Chiller | Water Cooled Chiller | Cooling Tower | Pump | #REF! | #REF! | #REF! | #REF! | #REF!
|  | L51-04C(51F) | Chilled Water | FCU | 3 BHK-04 - Bedrm.01 | 1 | 15.1 | 2 |  | 13.245 |  | 2.2 | 2.1 | 168 | 0.1457 | 11.1258 | 1 | 3.19 | 2.49 | 172 | 0.093 |  | 1 | 3.3495 | 2.6145 | 172 | 0.093 |  | 220/1/50 |  | FCU | AHU | FAHU | Cassette | Air Cooled Chiller | Water Cooled Chiller | Cooling Tower | Pump | #REF! | #REF! | #REF! | #REF! | #REF!
|  | L51-04D(51F) | Chilled Water | FCU | 3 BHK-04 - Kitchen + Living | 1 | 37.5 | 9 |  | 24 |  | 6 | 5.1 | 420 | 0.16 | 11.2 | 1 | 6.84 | 5.34 | 423 | 0.317 |  | 1 | 7.182 | 5.607 | 423 | 0.317 |  | 220/1/50 |  | FCU | AHU | FAHU | Cassette | Air Cooled Chiller | Water Cooled Chiller | Cooling Tower | Pump | #REF! | #REF! | #REF! | #REF! | #REF!
|  | L51-05A(51F) | Chilled Water | FCU | 1 BHK-05 - Bd Rm, WIC, Bath, Kitchen, Living, Corridor | 1 | 62.5 | 7 |  | 11.2 |  | 7.2 | 6.4 | 534 | 0.1152 | 8.544 | 1 | 7.6 | 6.31 | 511 | 0.378 |  | 1 | 7.98 | 6.6255 | 511 | 0.378 |  | 220/1/50 |  | FCU | AHU | FAHU | Cassette | Air Cooled Chiller | Water Cooled Chiller | Cooling Tower | Pump | #REF! | #REF! | #REF! | #REF! | #REF!
|  | L51-06A(51F) | Chilled Water | FCU | 1 BHK-06 - Bd Rm, WIC, Bath, Kitchen, Living, Corridor | 1 | 62.6 | 7 |  | 11.1821 |  | 7.3 | 6.5 | 559 | 0.11661 | 8.9297 | 1 | 9.39 | 7.51 | 548 | 0.388 |  | 1 | 9.8595 | 7.8855 | 548 | 0.388 |  | 220/1/50 |  | FCU | AHU | FAHU | Cassette | Air Cooled Chiller | Water Cooled Chiller | Cooling Tower | Pump | #REF! | #REF! | #REF! | #REF! | #REF!
|  | L51-07A(51F) | Chilled Water | FCU | 2 BHK-07 - M.Bedrm + M.Bath | 1 | 32.2 | 2 |  | 6.2112 |  | 3.6 | 3.4 | 286 | 0.1118 | 8.882 | 1 | 4.07 | 3.38 | 276 | 0.15 |  | 1 | 4.2735 | 3.549 | 276 | 0.15 |  | 220/1/50 |  | FCU | AHU | FAHU | Cassette | Air Cooled Chiller | Water Cooled Chiller | Cooling Tower | Pump | #REF! | #REF! | #REF! | #REF! | #REF!
|  | L51-07B(51F) | Chilled Water | FCU | 2 BHK-07 - Bedrm.01 + Bath + Corridor | 1 | 25.7 | 2 |  | 7.7821 |  | 3.3 | 3.1 | 263 | 0.1284 | 10.2335 | 1 | 4.07 | 3.38 | 276 | 0.15 |  | 1 | 4.2735 | 3.549 | 276 | 0.15 |  | 220/1/50 |  | FCU | AHU | FAHU | Cassette | Air Cooled Chiller | Water Cooled Chiller | Cooling Tower | Pump | #REF! | #REF! | #REF! | #REF! | #REF!
|  | L51-07C(51F) | Chilled Water | FCU | 2 BHK-07 - Kitchen + Living | 1 | 37.5 | 7 |  | 18.6667 |  | 6.2 | 5.4 | 447 | 0.16533 | 11.92 | 1 | 6.84 | 5.34 | 423 | 0.317 |  | 1 | 7.182 | 5.607 | 423 | 0.317 |  | 220/1/50 |  | FCU | AHU | FAHU | Cassette | Air Cooled Chiller | Water Cooled Chiller | Cooling Tower | Pump | #REF! | #REF! | #REF! | #REF! | #REF!
|  | L51-08A(51F) | Chilled Water | FCU | 2 BHK-08 - M.Bedrm + M.Bath | 1 | 31.1 | 2 |  | 6.4309 |  | 3 | 2.8 | 235 | 0.096463 | 7.5563 | 1 | 3.83 | 3.06 | 222 | 0.148 |  | 1 | 4.0215 | 3.213 | 222 | 0.148 |  | 220/1/50 |  | FCU | AHU | FAHU | Cassette | Air Cooled Chiller | Water Cooled Chiller | Cooling Tower | Pump | #REF! | #REF! | #REF! | #REF! | #REF!
|  | L51-08B(51F) | Chilled Water | FCU | 2 BHK-08 - Bedrm.01 + Bath + Corridor | 1 | 33.6 | 2 |  | 5.9524 |  | 3.8 | 3.5 | 297 | 0.1131 | 8.8393 | 1 | 4.07 | 3.38 | 276 | 0.15 |  | 1 | 4.2735 | 3.549 | 276 | 0.15 |  | 220/1/50 |  | FCU | AHU | FAHU | Cassette | Air Cooled Chiller | Water Cooled Chiller | Cooling Tower | Pump | #REF! | #REF! | #REF! | #REF! | #REF!
|  | L51-08C(51F) | Chilled Water | FCU | 2 BHK-08 - Kitchen + Living | 1 | 33.4 | 7 |  | 20.9581 |  | 4.4 | 3.6 | 299 | 0.13174 | 8.9521 | 1 | 4.07 | 3.38 | 276 | 0.15 |  | 1 | 4.2735 | 3.549 | 276 | 0.15 |  | 220/1/50 |  | FCU | AHU | FAHU | Cassette | Air Cooled Chiller | Water Cooled Chiller | Cooling Tower | Pump | #REF! | #REF! | #REF! | #REF! | #REF!
|  | L51-09A(51F) | Chilled Water | FCU | 3 BHK-09- M.Bedrm + Walk in closet + M.Bath | 1 | 27.4 | 2 |  | 7.2993 |  | 2.5 | 2.4 | 195 | 0.091241 | 7.1168 | 1 | 3.83 | 3.06 | 222 | 0.148 |  | 1 | 4.0215 | 3.213 | 222 | 0.148 |  | 220/1/50 |  | FCU | AHU | FAHU | Cassette | Air Cooled Chiller | Water Cooled Chiller | Cooling Tower | Pump | #REF! | #REF! | #REF! | #REF! | #REF!
|  | L51-09B(51F) | Chilled Water | FCU | 3 BHK-09 - Bedrm.02 + Bath + Corridor + Maid Rm+Maid Ba | 1 | 44.8 | 3 |  | 6.6964 |  | 5 | 4.7 | 383 | 0.11161 | 8.5491 | 1 | 5.24 | 4.24 | 324 | 0.16 |  | 1 | 5.502 | 4.452 | 324 | 0.16 |  | 220/1/50 |  | FCU | AHU | FAHU | Cassette | Air Cooled Chiller | Water Cooled Chiller | Cooling Tower | Pump | #REF! | #REF! | #REF! | #REF! | #REF!
|  | L51-09C(51F) | Chilled Water | FCU | 3 BHK-09 - Bedrm.01 | 1 | 15 | 2 |  | 13.3333 |  | 2.6 | 2.4 | 198 | 0.17333 | 13.2 | 1 | 3.83 | 3.06 | 222 | 0.148 |  | 1 | 4.0215 | 3.213 | 222 | 0.148 |  | 220/1/50 |  | FCU | AHU | FAHU | Cassette | Air Cooled Chiller | Water Cooled Chiller | Cooling Tower | Pump | #REF! | #REF! | #REF! | #REF! | #REF!
|  | L51-09D(51F) | Chilled Water | FCU | 3 BHK-09 - Kitchen + Living | 1 | 37.5 | 9 |  | 24 |  | 6.4 | 5.5 | 448 | 0.17067 | 11.9467 | 1 | 6.84 | 5.34 | 423 | 0.317 |  | 1 | 7.182 | 5.607 | 423 | 0.317 |  | 220/1/50 |  | FCU | AHU | FAHU | Cassette | Air Cooled Chiller | Water Cooled Chiller | Cooling Tower | Pump | #REF! | #REF! | #REF! | #REF! | #REF!
|  | L51-10A(51F) | Chilled Water | FCU | 1 BHK-10 - Bd Rm, WIC, Bath, Kitchen, Living, Corridor | 1 | 62.7 | 7 |  | 11.1643 |  | 7.5 | 6.6 | 545 | 0.11962 | 8.6922 | 1 | 9.39 | 7.51 | 548 | 0.388 |  | 1 | 9.8595 | 7.8855 | 548 | 0.388 |  | 220/1/50 |  | FCU | AHU | FAHU | Cassette | Air Cooled Chiller | Water Cooled Chiller | Cooling Tower | Pump | #REF! | #REF! | #REF! | #REF! | #REF!
|  | L51-11(51F) | Chilled Water | FCU | Corridor -02 | 1 | 79 | 1 |  | 1.2658 |  | 2.3 | 2 | 169 | 0.029114 | 2.1392 | 1 | 3.19 | 2.49 | 172 | 0.093 |  | 1 | 3.3495 | 2.6145 | 172 | 0.093 |  | 220/1/50 |  | FCU | AHU | FAHU | Cassette | Air Cooled Chiller | Water Cooled Chiller | Cooling Tower | Pump | #REF! | #REF! | #REF! | #REF! | #REF!
|  | L51-12(51F) | Chilled Water | FCU | Corridor-01/Store corridor, store rooms/IDF | 1 | 105.6 | 3 |  | 2.8409 |  | 4.8 | 4.3 | 349 | 0.045455 | 3.3049 | 1 | 5.24 | 4.24 | 324 | 0.16 |  | 1 | 5.502 | 4.452 | 324 | 0.16 |  | 220/1/50 |  | FCU | AHU | FAHU | Cassette | Air Cooled Chiller | Water Cooled Chiller | Cooling Tower | Pump | #REF! | #REF! | #REF! | #REF! | #REF!
|  | L51-13(51F) | Chilled Water | FCU | Lift lobby-1 / Electical Rm / Sl/FL lobby | 1 | 62.9 | 7 |  | 11.1288 |  | 3.1 | 2.5 | 200 | 0.049285 | 3.1797 | 1 | 3.83 | 3.06 | 222 | 0.148 |  | 1 | 4.0215 | 3.213 | 222 | 0.148 |  | 220/1/50 |  | FCU | AHU | FAHU | Cassette | Air Cooled Chiller | Water Cooled Chiller | Cooling Tower | Pump | #REF! | #REF! | #REF! | #REF! | #REF!
|  | L52-01A(52F) | Chilled Water | FCU | 1 BHK-01 - Bd Rm, WIC, Bath, Kitchen, Living, Corridor | 1 | 62.6 | 7 |  | 11.1821 |  | 7.7 | 6.9 | 561 | 0.123 | 8.9617 | 1 | 8.71 | 7.14 | 548 | 0.388 |  | 1 | 9.1455 | 7.497 | 548 | 0.388 |  | 220/1/50 |  | FCU | AHU | FAHU | Cassette | Air Cooled Chiller | Water Cooled Chiller | Cooling Tower | Pump | #REF! | #REF! | #REF! | #REF! | #REF!
|  | L52-02A(52F) | Chilled Water | FCU | 2 BHK-02- M.Bedrm + Walk in closet + M.Bath | 1 | 32.5 | 2 |  | 6.1538 |  | 3.1 | 2.8 | 229 | 0.095385 | 7.0462 | 1 | 3.35 | 2.81 | 222 | 0.148 |  | 1 | 3.5175 | 2.9505 | 222 | 0.148 |  | 220/1/50 |  | FCU | AHU | FAHU | Cassette | Air Cooled Chiller | Water Cooled Chiller | Cooling Tower | Pump | #REF! | #REF! | #REF! | #REF! | #REF!
|  | L52-02B(52F) | Chilled Water | FCU | 2 BHK-02 - Bedrm.01 + Bath + Corridor | 1 | 25.6 | 2 |  | 7.8125 |  | 2.7 | 2.5 | 203 | 0.10547 | 7.9297 | 1 | 3.35 | 2.81 | 222 | 0.148 |  | 1 | 3.5175 | 2.9505 | 222 | 0.148 |  | 220/1/50 |  | FCU | AHU | FAHU | Cassette | Air Cooled Chiller | Water Cooled Chiller | Cooling Tower | Pump | #REF! | #REF! | #REF! | #REF! | #REF!
|  | L52-02C(52F) | Chilled Water | FCU | 2 BHK-02 - Kitchen + Living | 1 | 37.6 | 7 |  | 18.617 |  | 6 | 5.2 | 425 | 0.15957 | 11.3032 | 1 | 6.63 | 5.5 | 423 | 0.317 |  | 1 | 6.9615 | 5.775 | 423 | 0.317 |  | 220/1/50 |  | FCU | AHU | FAHU | Cassette | Air Cooled Chiller | Water Cooled Chiller | Cooling Tower | Pump | #REF! | #REF! | #REF! | #REF! | #REF!
|  | L52-03A(52F) | Chilled Water | FCU | 2 BHK-03 - M.Bedrm + M.Bath | 1 | 31.4 | 2 |  | 6.3694 |  | 2.6 | 2.4 | 205 | 0.082803 | 6.5287 | 1 | 3.35 | 2.81 | 222 | 0.148 |  | 1 | 3.5175 | 2.9505 | 222 | 0.148 |  | 220/1/50 |  | FCU | AHU | FAHU | Cassette | Air Cooled Chiller | Water Cooled Chiller | Cooling Tower | Pump | #REF! | #REF! | #REF! | #REF! | #REF!
|  | L52-03B(52F) | Chilled Water | FCU | 2 BHK-03 - Bedrm.01 + Bath + Corridor | 1 | 33.5 | 2 |  | 5.9701 |  | 3.1 | 2.9 | 232 | 0.092537 | 6.9254 | 1 | 3.35 | 2.81 | 222 | 0.148 |  | 1 | 3.5175 | 2.9505 | 222 | 0.148 |  | 220/1/50 |  | FCU | AHU | FAHU | Cassette | Air Cooled Chiller | Water Cooled Chiller | Cooling Tower | Pump | #REF! | #REF! | #REF! | #REF! | #REF!
|  | L52-03C(52F) | Chilled Water | FCU | 2 BHK-03 - Kitchen + Living | 1 | 33.5 | 7 |  | 20.8955 |  | 3.8 | 3 | 247 | 0.11343 | 7.3731 | 1 | 3.35 | 2.81 | 222 | 0.148 |  | 1 | 3.5175 | 2.9505 | 222 | 0.148 |  | 220/1/50 |  | FCU | AHU | FAHU | Cassette | Air Cooled Chiller | Water Cooled Chiller | Cooling Tower | Pump | #REF! | #REF! | #REF! | #REF! | #REF!
|  | L52-09A(52F) | Chilled Water | FCU | 3 BHK-09- M.Bedrm + Walk in closet + M.Bath | 1 | 27.4 | 2 |  | 7.2993 |  | 2.5 | 2.4 | 195 | 0.091241 | 7.1168 | 1 | 2.77 | 2.27 | 172 | 0.093 |  | 1 | 2.9085 | 2.3835 | 172 | 0.093 |  | 220/1/50 |  | FCU | AHU | FAHU | Cassette | Air Cooled Chiller | Water Cooled Chiller | Cooling Tower | Pump | #REF! | #REF! | #REF! | #REF! | #REF!
|  | L52-09B(52F) | Chilled Water | FCU | 3 BHK-09 - Bedrm.02 + Bath + Corridor + Maid Rm+Maid Ba | 1 | 44.8 | 3 |  | 6.6964 |  | 5 | 4.7 | 383 | 0.11161 | 8.5491 | 1 | 5.08 | 4.22 | 324 | 0.16 |  | 1 | 5.334 | 4.431 | 324 | 0.16 |  | 220/1/50 |  | FCU | AHU | FAHU | Cassette | Air Cooled Chiller | Water Cooled Chiller | Cooling Tower | Pump | #REF! | #REF! | #REF! | #REF! | #REF!
|  | L52-09C(52F) | Chilled Water | FCU | 3 BHK-09 - Bedrm.01 | 1 | 15 | 2 |  | 13.3333 |  | 2.6 | 2.4 | 198 | 0.17333 | 13.2 | 1 | 2.77 | 2.27 | 172 | 0.093 |  | 1 | 2.9085 | 2.3835 | 172 | 0.093 |  | 220/1/50 |  | FCU | AHU | FAHU | Cassette | Air Cooled Chiller | Water Cooled Chiller | Cooling Tower | Pump | #REF! | #REF! | #REF! | #REF! | #REF!
|  | L52-09D(52F) | Chilled Water | FCU | 3 BHK-09 - Kitchen + Living | 1 | 37.5 | 9 |  | 24 |  | 6.4 | 5.5 | 448 | 0.17067 | 11.9467 | 1 | 7.12 | 5.84 | 448 | 0.346 |  | 1 | 7.476 | 6.132 | 448 | 0.346 |  | 220/1/50 |  | FCU | AHU | FAHU | Cassette | Air Cooled Chiller | Water Cooled Chiller | Cooling Tower | Pump | #REF! | #REF! | #REF! | #REF! | #REF!
|  | L52-10A(52F) | Chilled Water | FCU | 1 BHK-10 - Bd Rm, WIC, Bath, Kitchen, Living, Corridor | 1 | 62.7 | 7 |  | 11.1643 |  | 7.5 | 6.6 | 545 | 0.11962 | 8.6922 | 1 | 8.71 | 7.14 | 548 | 0.388 |  | 1 | 9.1455 | 7.497 | 548 | 0.388 |  | 220/1/50 |  | FCU | AHU | FAHU | Cassette | Air Cooled Chiller | Water Cooled Chiller | Cooling Tower | Pump | #REF! | #REF! | #REF! | #REF! | #REF!
|  | L52-11(52F) | Chilled Water | FCU | Corridor -01/IDF/LMR corridor | 1 | 107.2 | 3 |  | 2.7985 |  | 6.1 | 5.7 | 468 | 0.056903 | 4.3657 | 1 | 7.12 | 5.84 | 448 | 0.346 |  | 1 | 7.476 | 6.132 | 448 | 0.346 |  | 220/1/50 |  | FCU | AHU | FAHU | Cassette | Air Cooled Chiller | Water Cooled Chiller | Cooling Tower | Pump | #REF! | #REF! | #REF! | #REF! | #REF!
|  | L52-12(52F) | Chilled Water | FCU | Corridor -02 | 1 | 68.5 | 1 |  | 1.4599 |  | 2.1 | 1.8 | 151 | 0.030657 | 2.2044 | 1 | 1.87 | 1.51 | 109 | 0.085 |  | 1 | 1.9635 | 1.5855 | 109 | 0.085 |  | 220/1/50 |  | FCU | AHU | FAHU | Cassette | Air Cooled Chiller | Water Cooled Chiller | Cooling Tower | Pump | #REF! | #REF! | #REF! | #REF! | #REF!
|  | L52-13(52F) | Chilled Water | FCU | Lift lobby-1 / Electical Rm / Sl/FL lobby | 1 | 63.3 | 7 |  | 11.0585 |  | 3.1 | 2.6 | 206 | 0.048973 | 3.2543 | 1 | 3.35 | 2.81 | 222 | 0.148 |  | 1 | 3.5175 | 2.9505 | 222 | 0.148 |  | 220/1/50 |  | FCU | AHU | FAHU | Cassette | Air Cooled Chiller | Water Cooled Chiller | Cooling Tower | Pump | #REF! | #REF! | #REF! | #REF! | #REF!
|  | L52-16(52F) | Chilled Water | FCU | EMCC | 1 | 6.2 | 1 |  | 16.129 |  | 1.6 | 1.5 | 124 | 0.25806 | 20 | 1 | 1.87 | 1.51 | 109 | 0.085 |  | 1 | 1.9635 | 1.5855 | 109 | 0.085 |  | 220/1/50 |  | FCU | AHU | FAHU | Cassette | Air Cooled Chiller | Water Cooled Chiller | Cooling Tower | Pump | #REF! | #REF! | #REF! | #REF! | #REF!
|  | L52-17(52F) | Chilled Water | FCU | Chilled Water Pump Room | 1 | 70.9 | 1 |  | 1.4104 |  | 6.9 | 6.1 | 379 | 0.09732 | 5.3456 | 1 | 5.69 | 4.72 | 375 | 0.16 |  | 1 | 5.9745 | 4.956 | 375 | 0.16 |  | 220/1/50 |  | FCU | AHU | FAHU | Cassette | Air Cooled Chiller | Water Cooled Chiller | Cooling Tower | Pump | #REF! | #REF! | #REF! | #REF! | #REF!
|  | L52-18(52F) | Chilled Water | FCU | Heat Exchanger | 1 | 63.3 | 1 |  | 1.5798 |  | 7.1 | 6.6 | 413 | 0.11216 | 6.5245 | 1 | 5.69 | 4.72 | 375 | 0.16 |  | 1 | 5.9745 | 4.956 | 375 | 0.16 |  | 220/1/50 |  | FCU | AHU | FAHU | Cassette | Air Cooled Chiller | Water Cooled Chiller | Cooling Tower | Pump | #REF! | #REF! | #REF! | #REF! | #REF!
|  | L52-19(52F) | Chilled Water | FCU | Fire Pump Room | 1 | 64.7 | 1 |  | 1.5456 |  | 5.7 | 5 | 320 | 0.088099 | 4.9459 | 1 | 5.25 | 4.3 | 327 | 0.15 |  | 1 | 5.5125 | 4.515 | 327 | 0.15 |  | 220/1/50 |  | FCU | AHU | FAHU | Cassette | Air Cooled Chiller | Water Cooled Chiller | Cooling Tower | Pump | #REF! | #REF! | #REF! | #REF! | #REF!
|  | L52-20(52F) | Chilled Water | FCU | MCC | 1 | 7.7 | 1 |  | 12.987 |  | 1.8 | 1.7 | 141 | 0.23377 | 18.3117 | 1 | 1.87 | 1.51 | 109 | 0.085 |  | 1 | 1.9635 | 1.5855 | 109 | 0.085 |  | 220/1/50 |  | FCU | AHU | FAHU | Cassette | Air Cooled Chiller | Water Cooled Chiller | Cooling Tower | Pump | #REF! | #REF! | #REF! | #REF! | #REF!
|  | L52-21(52F) | Chilled Water | FCU | Domestic Tank | 1 | 67.8 | 1 |  | 1.4749 |  | 6.1 | 5.3 | 337 | 0.089971 | 4.9705 | 1 | 5.25 | 4.3 | 327 | 0.15 |  | 1 | 5.5125 | 4.515 | 327 | 0.15 |  | 220/1/50 |  | FCU | AHU | FAHU | Cassette | Air Cooled Chiller | Water Cooled Chiller | Cooling Tower | Pump | #REF! | #REF! | #REF! | #REF! | #REF!
|  | L52-22(52F) | Chilled Water | FCU | FAHU Rm-1 | 1 | 118.3 | 0 |  | 0 |  | 9.4 | 8.6 | 543 | 0.079459 | 4.59 | 1 | 7.38 | 6.27 | 510 | 0.378 |  | 1 | 7.749 | 6.5835 | 510 | 0.378 |  | 220/1/50 |  | FCU | AHU | FAHU | Cassette | Air Cooled Chiller | Water Cooled Chiller | Cooling Tower | Pump | #REF! | #REF! | #REF! | #REF! | #REF!
|  | L52-23(52F) | Chilled Water | FCU | Fire WT | 1 | 66.9 | 1 |  | 1.4948 |  | 6.4 | 5.7 | 357 | 0.095665 | 5.3363 | 1 | 5.25 | 4.3 | 327 | 0.15 |  | 1 | 5.5125 | 4.515 | 327 | 0.15 |  | 220/1/50 |  | FCU | AHU | FAHU | Cassette | Air Cooled Chiller | Water Cooled Chiller | Cooling Tower | Pump | #REF! | #REF! | #REF! | #REF! | #REF!
|  | L53-01A(53F) | Chilled Water | FCU | 1 BHK-01 - Bd Rm, WIC, Bath, Kitchen, Living, Corridor | 1 | 62.6 | 7 |  | 11.1821 |  | 10.4 | 9.5 | 774 | 0.16613 | 12.3642 | 1 | 11.24 | 9.44 | 765 | 0.55 |  | 1 | 11.802 | 9.912 | 765 | 0.55 |  | 220/1/50 |  | FCU | AHU | FAHU | Cassette | Air Cooled Chiller | Water Cooled Chiller | Cooling Tower | Pump | #REF! | #REF! | #REF! | #REF! | #REF!
|  | L53-02A(53F) | Chilled Water | FCU | 2 BHK-02- M.Bedrm + Walk in closet + M.Bath | 1 | 32.5 | 2 |  | 6.1538 |  | 4.2 | 4 | 321 | 0.12923 | 9.8769 | 1 | 5.08 | 4.22 | 324 | 0.16 |  | 1 | 5.334 | 4.431 | 324 | 0.16 |  | 220/1/50 |  | FCU | AHU | FAHU | Cassette | Air Cooled Chiller | Water Cooled Chiller | Cooling Tower | Pump | #REF! | #REF! | #REF! | #REF! | #REF!
|  | L53-02B(53F) | Chilled Water | FCU | 2 BHK-02 - Bedrm.01 + Bath + Corridor | 1 | 25.6 | 2 |  | 7.8125 |  | 3.7 | 3.4 | 281 | 0.14453 | 10.9766 | 1 | 4.61 | 3.73 | 276 | 0.15 |  | 1 | 4.8405 | 3.9165 | 276 | 0.15 |  | 220/1/50 |  | FCU | AHU | FAHU | Cassette | Air Cooled Chiller | Water Cooled Chiller | Cooling Tower | Pump | #REF! | #REF! | #REF! | #REF! | #REF!
|  | L53-02C(53F) | Chilled Water | FCU | 2 BHK-02 - Kitchen + Living | 1 | 37.6 | 7 |  | 18.617 |  | 8.2 | 7.4 | 599 | 0.21809 | 15.9309 | 1 | 8.71 | 7.14 | 548 | 0.388 |  | 1 | 9.1455 | 7.497 | 548 | 0.388 |  | 220/1/50 |  | FCU | AHU | FAHU | Cassette | Air Cooled Chiller | Water Cooled Chiller | Cooling Tower | Pump | #REF! | #REF! | #REF! | #REF! | #REF!
|  | L53-03A(53F) | Chilled Water | FCU | 2 BHK-03 - M.Bedrm + M.Bath | 1 | 31.4 | 2 |  | 6.3694 |  | 3.7 | 3.5 | 284 | 0.11783 | 9.0446 | 1 | 4.61 | 3.73 | 276 | 0.15 |  | 1 | 4.8405 | 3.9165 | 276 | 0.15 |  | 220/1/50 |  | FCU | AHU | FAHU | Cassette | Air Cooled Chiller | Water Cooled Chiller | Cooling Tower | Pump | #REF! | #REF! | #REF! | #REF! | #REF!
|  | L53-03B(53F) | Chilled Water | FCU | 2 BHK-03 - Bedrm.01 + Bath + Corridor | 1 | 33.5 | 2 |  | 5.9701 |  | 4.2 | 3.9 | 319 | 0.12537 | 9.5224 | 1 | 5.08 | 4.22 | 324 | 0.16 |  | 1 | 5.334 | 4.431 | 324 | 0.16 |  | 220/1/50 |  | FCU | AHU | FAHU | Cassette | Air Cooled Chiller | Water Cooled Chiller | Cooling Tower | Pump | #REF! | #REF! | #REF! | #REF! | #REF!
|  | L53-03C(53F) | Chilled Water | FCU | 2 BHK-03 - Kitchen + Living | 1 | 33.5 | 7 |  | 20.8955 |  | 4.9 | 4.1 | 336 | 0.14627 | 10.0299 | 1 | 5.08 | 4.22 | 324 | 0.16 |  | 1 | 5.334 | 4.431 | 324 | 0.16 |  | 220/1/50 |  | FCU | AHU | FAHU | Cassette | Air Cooled Chiller | Water Cooled Chiller | Cooling Tower | Pump | #REF! | #REF! | #REF! | #REF! | #REF!
|  | L53-09A(53F) | Chilled Water | FCU | 3 BHK-09- M.Bedrm + Walk in closet + M.Bath | 1 | 27.4 | 2 |  | 7.2993 |  | 3.6 | 3.4 | 276 | 0.13139 | 10.073 | 1 | 4.61 | 3.73 | 276 | 0.15 |  | 1 | 4.8405 | 3.9165 | 276 | 0.15 |  | 220/1/50 |  | FCU | AHU | FAHU | Cassette | Air Cooled Chiller | Water Cooled Chiller | Cooling Tower | Pump | #REF! | #REF! | #REF! | #REF! | #REF!
|  | L53-09B(53F) | Chilled Water | FCU | 3 BHK-09 - Bedrm.02 + Bath + Corridor + Maid Rm+Maid Ba | 1 | 44.8 | 3 |  | 6.6964 |  | 7 | 6.6 | 539 | 0.15625 | 12.0312 | 1 | 7.39 | 6.28 | 511 | 0.378 |  | 1 | 7.7595 | 6.594 | 511 | 0.378 |  | 220/1/50 |  | FCU | AHU | FAHU | Cassette | Air Cooled Chiller | Water Cooled Chiller | Cooling Tower | Pump | #REF! | #REF! | #REF! | #REF! | #REF!
|  | L53-09C(53F) | Chilled Water | FCU | 3 BHK-09 - Bedrm.01 | 1 | 15 | 2 |  | 13.3333 |  | 3.6 | 3.4 | 276 | 0.24 | 18.4 | 1 | 4.61 | 3.73 | 276 | 0.15 |  | 1 | 4.8405 | 3.9165 | 276 | 0.15 |  | 220/1/50 |  | FCU | AHU | FAHU | Cassette | Air Cooled Chiller | Water Cooled Chiller | Cooling Tower | Pump | #REF! | #REF! | #REF! | #REF! | #REF!
|  | L53-09D(53F) | Chilled Water | FCU | 3 BHK-09 - Kitchen + Living | 1 | 37.5 | 9 |  | 24 |  | 8.5 | 7.6 | 622 | 0.22667 | 16.5867 | 1 | 8.71 | 7.14 | 548 | 0.388 |  | 1 | 9.1455 | 7.497 | 548 | 0.388 |  | 220/1/50 |  | FCU | AHU | FAHU | Cassette | Air Cooled Chiller | Water Cooled Chiller | Cooling Tower | Pump | #REF! | #REF! | #REF! | #REF! | #REF!
|  | L53-10A(53F) | Chilled Water | FCU | 1 BHK-10 - Bd Rm, WIC, Bath, Kitchen, Living, Corridor | 1 | 62.7 | 7 |  | 11.1643 |  | 9.5 | 8.6 | 705 | 0.15152 | 11.244 | 1 | 11.24 | 9.44 | 765 | 0.55 |  | 1 | 11.802 | 9.912 | 765 | 0.55 |  | 220/1/50 |  | FCU | AHU | FAHU | Cassette | Air Cooled Chiller | Water Cooled Chiller | Cooling Tower | Pump | #REF! | #REF! | #REF! | #REF! | #REF!
|  | L53-11(53F) | Chilled Water | FCU | Corridor -02/IDF | 1 | 84 | 2 |  | 2.381 |  | 5.6 | 5.1 | 425 | 0.066667 | 5.0595 | 1 | 6.63 | 5.5 | 423 | 0.317 |  | 1 | 6.9615 | 5.775 | 423 | 0.317 |  | 220/1/50 |  | FCU | AHU | FAHU | Cassette | Air Cooled Chiller | Water Cooled Chiller | Cooling Tower | Pump | #REF! | #REF! | #REF! | #REF! | #REF!
|  | L53-12(53F) | Chilled Water | FCU | Corridor -01/ Lift lobby-1 / Electical Rm / Sl/FL lobby | 1 | 116.9 | 8 |  | 6.8435 |  | 5.6 | 4.6 | 389 | 0.047904 | 3.3276 | 1 | 5.25 | 4.3 | 327 | 0.15 |  | 1 | 5.5125 | 4.515 | 327 | 0.15 |  | 220/1/50 |  | FCU | AHU | FAHU | Cassette | Air Cooled Chiller | Water Cooled Chiller | Cooling Tower | Pump | #REF! | #REF! | #REF! | #REF! | #REF!
|  | L53-13-A,B,C & D(53F) | Chilled Water | FCU | Lift machine room | 1 | 116.1 | 0 |  | 0 |  | 16.85 | 16.7 | 1350.5 | 0.14513 | 11.6322 | 4 | 18.55 | 15.4 | 1200 | 0.76 |  | 4 | 19.4775 | 16.17 | 1200 | 0.76 |  | 220/1/50 |  | FCU | AHU | FAHU | Cassette | Air Cooled Chiller | Water Cooled Chiller | Cooling Tower | Pump | #REF! | #REF! | #REF! | #REF! | #REF!
|  | L53-14(53F) | Chilled Water | FCU | Services | 1 | 67.3 | 20 |  | 29.7177 |  | 7.6 | 6.1 | 494 | 0.11293 | 7.3403 | 1 | 7.12 | 5.84 | 448 | 0.346 |  | 1 | 7.476 | 6.132 | 448 | 0.346 |  | 220/1/50 |  | FCU | AHU | FAHU | Cassette | Air Cooled Chiller | Water Cooled Chiller | Cooling Tower | Pump | #REF! | #REF! | #REF! | #REF! | #REF!
|  | L54-01-A(54F) | Chilled Water | FCU | 3 BHK-01- M.Bedrm + Walk in closet + M.Bath | 1 | 27.4 | 2 |  | 7.2993 |  | 2.2 | 1.9 | 168 | 0.080292 | 6.1314 | 1 | 2.77 | 2.27 | 172 | 0.093 |  | 1 | 2.9085 | 2.3835 | 172 | 0.093 |  | 220/1/50 |  | FCU | AHU | FAHU | Cassette | Air Cooled Chiller | Water Cooled Chiller | Cooling Tower | Pump | #REF! | #REF! | #REF! | #REF! | #REF!
|  | L54-01-B(54F) | Chilled Water | FCU | 3 BHK-01 - Bedrm.02 + Bath + Corridor + Maid Rm+Maid Ba | 1 | 45 | 3 |  | 6.6667 |  | 4.5 | 4.2 | 345 | 0.1 | 7.6667 | 1 | 5.08 | 4.22 | 324 | 0.16 |  | 1 | 5.334 | 4.431 | 324 | 0.16 |  | 220/1/50 |  | FCU | AHU | FAHU | Cassette | Air Cooled Chiller | Water Cooled Chiller | Cooling Tower | Pump | #REF! | #REF! | #REF! | #REF! | #REF!
|  | L54-01-C(54F) | Chilled Water | FCU | 3 BHK-01 - Bedrm.01 | 1 | 15.1 | 2 |  | 13.245 |  | 2.1 | 1.9 | 154 | 0.13907 | 10.1987 | 1 | 2.77 | 2.27 | 172 | 0.093 |  | 1 | 2.9085 | 2.3835 | 172 | 0.093 |  | 220/1/50 |  | FCU | AHU | FAHU | Cassette | Air Cooled Chiller | Water Cooled Chiller | Cooling Tower | Pump | #REF! | #REF! | #REF! | #REF! | #REF!
|  | L54-01-D(54F) | Chilled Water | FCU | 3 BHK-01 - Kitchen + Living | 1 | 39.9 | 9 |  | 22.5564 |  | 6.3 | 5.4 | 435 | 0.15789 | 10.9023 | 1 | 6.63 | 5.5 | 423 | 0.317 |  | 1 | 6.9615 | 5.775 | 423 | 0.317 |  | 220/1/50 |  | FCU | AHU | FAHU | Cassette | Air Cooled Chiller | Water Cooled Chiller | Cooling Tower | Pump | #REF! | #REF! | #REF! | #REF! | #REF!
|  | L54-02-A(54F) | Chilled Water | FCU | 2 BHK-02 - M.Bedrm + M.Bath | 1 | 31.7 | 2 |  | 6.3091 |  | 2.7 | 2.4 | 204 | 0.085174 | 6.4353 | 1 | 3.35 | 2.81 | 222 | 0.148 |  | 1 | 3.5175 | 2.9505 | 222 | 0.148 |  | 220/1/50 |  | FCU | AHU | FAHU | Cassette | Air Cooled Chiller | Water Cooled Chiller | Cooling Tower | Pump | #REF! | #REF! | #REF! | #REF! | #REF!
|  | L54-02-B(54F) | Chilled Water | FCU | 2 BHK-02 - Bedrm.01 + Bath + Corridor | 1 | 33.2 | 2 |  | 6.0241 |  | 3.2 | 3 | 241 | 0.096386 | 7.259 | 1 | 3.35 | 2.81 | 222 | 0.148 |  | 1 | 3.5175 | 2.9505 | 222 | 0.148 |  | 220/1/50 |  | FCU | AHU | FAHU | Cassette | Air Cooled Chiller | Water Cooled Chiller | Cooling Tower | Pump | #REF! | #REF! | #REF! | #REF! | #REF!
|  | L54-02-C(54F) | Chilled Water | FCU | 2 BHK-02 - Kitchen + Living | 1 | 33.8 | 7 |  | 20.7101 |  | 3.7 | 2.9 | 239 | 0.10947 | 7.071 | 1 | 3.35 | 2.81 | 222 | 0.148 |  | 1 | 3.5175 | 2.9505 | 222 | 0.148 |  | 220/1/50 |  | FCU | AHU | FAHU | Cassette | Air Cooled Chiller | Water Cooled Chiller | Cooling Tower | Pump | #REF! | #REF! | #REF! | #REF! | #REF!
|  | L54-03-A(54F) | Chilled Water | FCU | 2 BHK-03- M.Bedrm + Walk in closet + M.Bath | 1 | 33.6 | 2 |  | 5.9524 |  | 2.9 | 2.7 | 227 | 0.08631 | 6.756 | 1 | 3.35 | 2.81 | 222 | 0.148 |  | 1 | 3.5175 | 2.9505 | 222 | 0.148 |  | 220/1/50 |  | FCU | AHU | FAHU | Cassette | Air Cooled Chiller | Water Cooled Chiller | Cooling Tower | Pump | #REF! | #REF! | #REF! | #REF! | #REF!
|  | L54-03-B(54F) | Chilled Water | FCU | 2 BHK-03 - Bedrm.01 + Bath + Corridor | 1 | 25.4 | 2 |  | 7.874 |  | 2.5 | 2.3 | 196 | 0.098425 | 7.7165 | 1 | 2.77 | 2.27 | 172 | 0.093 |  | 1 | 2.9085 | 2.3835 | 172 | 0.093 |  | 220/1/50 |  | FCU | AHU | FAHU | Cassette | Air Cooled Chiller | Water Cooled Chiller | Cooling Tower | Pump | #REF! | #REF! | #REF! | #REF! | #REF!
|  | L54-03-C(54F) | Chilled Water | FCU | 2 BHK-03 - Kitchen + Living | 1 | 38.4 | 7 |  | 18.2292 |  | 6 | 5.2 | 435 | 0.15625 | 11.3281 | 1 | 6.63 | 5.5 | 423 | 0.317 |  | 1 | 6.9615 | 5.775 | 423 | 0.317 |  | 220/1/50 |  | FCU | AHU | FAHU | Cassette | Air Cooled Chiller | Water Cooled Chiller | Cooling Tower | Pump | #REF! | #REF! | #REF! | #REF! | #REF!
|  | L54-04-A(54F) | Chilled Water | FCU | 1 BHK-04 - Bd Rm, WIC, Bath, Kitchen, Living, Corridor | 1 | 64.3 | 7 |  | 10.8865 |  | 7.1 | 6.3 | 536 | 0.11042 | 8.3359 | 1 | 7.39 | 6.28 | 511 | 0.378 |  | 1 | 7.7595 | 6.594 | 511 | 0.378 |  | 220/1/50 |  | FCU | AHU | FAHU | Cassette | Air Cooled Chiller | Water Cooled Chiller | Cooling Tower | Pump | #REF! | #REF! | #REF! | #REF! | #REF!
|  | L54-05-A(54F) | Chilled Water | FCU | 1 BHK-05 - Bd Rm, WIC, Bath, Kitchen, Living, Corridor | 1 | 64.5 | 7 |  | 10.8527 |  | 7.2 | 6.3 | 542 | 0.11163 | 8.4031 | 1 | 8.71 | 7.14 | 548 | 0.388 |  | 1 | 9.1455 | 7.497 | 548 | 0.388 |  | 220/1/50 |  | FCU | AHU | FAHU | Cassette | Air Cooled Chiller | Water Cooled Chiller | Cooling Tower | Pump | #REF! | #REF! | #REF! | #REF! | #REF!
|  | L54-06-A(54F) | Chilled Water | FCU | 3 BHK-06- M.Bedrm + Walk in closet + M.Bath | 1 | 27.2 | 2 |  | 7.3529 |  | 2.8 | 2.6 | 221 | 0.10294 | 8.125 | 1 | 3.35 | 2.81 | 222 | 0.148 |  | 1 | 3.5175 | 2.9505 | 222 | 0.148 |  | 220/1/50 |  | FCU | AHU | FAHU | Cassette | Air Cooled Chiller | Water Cooled Chiller | Cooling Tower | Pump | #REF! | #REF! | #REF! | #REF! | #REF!
|  | L54-06-B(54F) | Chilled Water | FCU | 3 BHK-06 - Bedrm.02 + Bath + Corridor + Maid Rm+Maid Ba | 1 | 45 | 3 |  | 6.6667 |  | 5.1 | 4.8 | 403 | 0.11333 | 8.9556 | 1 | 6.63 | 5.5 | 423 | 0.317 |  | 1 | 6.9615 | 5.775 | 423 | 0.317 |  | 220/1/50 |  | FCU | AHU | FAHU | Cassette | Air Cooled Chiller | Water Cooled Chiller | Cooling Tower | Pump | #REF! | #REF! | #REF! | #REF! | #REF!
|  | L54-06-C(54F) | Chilled Water | FCU | 3 BHK-06 - Bedrm.01 | 1 | 15.1 | 2 |  | 13.245 |  | 2.6 | 2.4 | 195 | 0.17219 | 12.9139 | 1 | 2.77 | 2.27 | 172 | 0.093 |  | 1 | 2.9085 | 2.3835 | 172 | 0.093 |  | 220/1/50 |  | FCU | AHU | FAHU | Cassette | Air Cooled Chiller | Water Cooled Chiller | Cooling Tower | Pump | #REF! | #REF! | #REF! | #REF! | #REF!
|  | L54-06-D(54F) | Chilled Water | FCU | 3 BHK-06- Kitchen + Living | 1 | 38.5 | 9 |  | 23.3766 |  | 6.4 | 5.6 | 456 | 0.16623 | 11.8442 | 1 | 7.12 | 5.84 | 448 | 0.346 |  | 1 | 7.476 | 6.132 | 448 | 0.346 |  | 220/1/50 |  | FCU | AHU | FAHU | Cassette | Air Cooled Chiller | Water Cooled Chiller | Cooling Tower | Pump | #REF! | #REF! | #REF! | #REF! | #REF!
|  | L54-07-A(54F) | Chilled Water | FCU | 3 BHK-07- M.Bedrm + Walk in closet + M.Bath | 1 | 31.9 | 2 |  | 6.2696 |  | 2.9 | 2.7 | 228 | 0.090909 | 7.1473 | 1 | 3.35 | 2.81 | 222 | 0.148 |  | 1 | 3.5175 | 2.9505 | 222 | 0.148 |  | 220/1/50 |  | FCU | AHU | FAHU | Cassette | Air Cooled Chiller | Water Cooled Chiller | Cooling Tower | Pump | #REF! | #REF! | #REF! | #REF! | #REF!
|  | L54-07-B(54F) | Chilled Water | FCU | 3 BHK-07 - Bedrm.02 + Bath + Corridor + Maid Rm+Maid Ba | 1 | 41.6 | 3 |  | 7.2115 |  | 3.6 | 3.3 | 278 | 0.086538 | 6.6827 | 1 | 4.61 | 3.73 | 276 | 0.15 |  | 1 | 4.8405 | 3.9165 | 276 | 0.15 |  | 220/1/50 |  | FCU | AHU | FAHU | Cassette | Air Cooled Chiller | Water Cooled Chiller | Cooling Tower | Pump | #REF! | #REF! | #REF! | #REF! | #REF!
|  | L54-07-C(54F) | Chilled Water | FCU | 3 BHK-07 - Bedrm.01 | 1 | 22 | 2 |  | 9.0909 |  | 2.6 | 2.4 | 194 | 0.11818 | 8.8182 | 1 | 2.77 | 2.27 | 172 | 0.093 |  | 1 | 2.9085 | 2.3835 | 172 | 0.093 |  | 220/1/50 |  | FCU | AHU | FAHU | Cassette | Air Cooled Chiller | Water Cooled Chiller | Cooling Tower | Pump | #REF! | #REF! | #REF! | #REF! | #REF!
|  | L54-07-D(54F) | Chilled Water | FCU | 3 BHK-07- Kitchen + Living | 1 | 38.5 | 9 |  | 23.3766 |  | 4.6 | 3.8 | 306 | 0.11948 | 7.9481 | 1 | 4.61 | 3.73 | 276 | 0.15 |  | 1 | 4.8405 | 3.9165 | 276 | 0.15 |  | 220/1/50 |  | FCU | AHU | FAHU | Cassette | Air Cooled Chiller | Water Cooled Chiller | Cooling Tower | Pump | #REF! | #REF! | #REF! | #REF! | #REF!
|  | L54-08-A(54F) | Chilled Water | FCU | 4 BHK-08- M.Bedrm + Walk in closet + M.Bath | 1 | 47 | 2 |  | 4.2553 |  | 3.8 | 3.6 | 303 | 0.080851 | 6.4468 | 1 | 4.61 | 3.73 | 276 | 0.15 |  | 1 | 4.8405 | 3.9165 | 276 | 0.15 |  | 220/1/50 |  | FCU | AHU | FAHU | Cassette | Air Cooled Chiller | Water Cooled Chiller | Cooling Tower | Pump | #REF! | #REF! | #REF! | #REF! | #REF!
|  | L54-08-B(54F) | Chilled Water | FCU | 4 BHK-08- Bedrm-1 + Walk in closet + Bath | 1 | 33.3 | 2 |  | 6.006 |  | 2.9 | 2.6 | 221 | 0.087087 | 6.6366 | 1 | 3.35 | 2.81 | 222 | 0.148 |  | 1 | 3.5175 | 2.9505 | 222 | 0.148 |  | 220/1/50 |  | FCU | AHU | FAHU | Cassette | Air Cooled Chiller | Water Cooled Chiller | Cooling Tower | Pump | #REF! | #REF! | #REF! | #REF! | #REF!
|  | L54-08-C(54F) | Chilled Water | FCU | 4 BHK-08- Bedrm-2 + Walk in closet + Bath | 1 | 28.8 | 2 |  | 6.9444 |  | 2.4 | 2.2 | 186 | 0.083333 | 6.4583 | 1 | 2.77 | 2.27 | 172 | 0.093 |  | 1 | 2.9085 | 2.3835 | 172 | 0.093 |  | 220/1/50 |  | FCU | AHU | FAHU | Cassette | Air Cooled Chiller | Water Cooled Chiller | Cooling Tower | Pump | #REF! | #REF! | #REF! | #REF! | #REF!
|  | L54-08-D(54F) | Chilled Water | FCU | 4 BHK-08- Bedrm-3 + Walk in closet + Bath | 1 | 28.9 | 2 |  | 6.9204 |  | 2.5 | 2.3 | 187 | 0.086505 | 6.4706 | 1 | 2.77 | 2.27 | 172 | 0.093 |  | 1 | 2.9085 | 2.3835 | 172 | 0.093 |  | 220/1/50 |  | FCU | AHU | FAHU | Cassette | Air Cooled Chiller | Water Cooled Chiller | Cooling Tower | Pump | #REF! | #REF! | #REF! | #REF! | #REF!
|  | L54-08-E(54F) | Chilled Water | FCU | 4 BHK-08- Kitchen+Living+Corridor+Pow Rm | 1 | 84.3 | 11 |  | 13.0486 |  | 9.6 | 8.5 | 707 | 0.11388 | 8.3867 | 1 | 11.24 | 9.44 | 765 | 0.55 |  | 1 | 11.802 | 9.912 | 765 | 0.55 |  | 220/1/50 |  | FCU | AHU | FAHU | Cassette | Air Cooled Chiller | Water Cooled Chiller | Cooling Tower | Pump | #REF! | #REF! | #REF! | #REF! | #REF!
|  | L54-08-F(54F) | Chilled Water | FCU | 4 BHK-08- Corridor+Gym+Gym bath+ Maid rm+Maid bath | 1 | 46.6 | 5 |  | 10.7296 |  | 4.6 | 3.1 | 258 | 0.098712 | 5.5365 | 1 | 3.35 | 2.81 | 222 | 0.148 |  | 1 | 3.5175 | 2.9505 | 222 | 0.148 |  | 220/1/50 |  | FCU | AHU | FAHU | Cassette | Air Cooled Chiller | Water Cooled Chiller | Cooling Tower | Pump | #REF! | #REF! | #REF! | #REF! | #REF!
|  | L54-09(54F-73F) | Chilled Water | FCU | Corridor-01/IDF/Lift lobby 1 | 20 | 74.6 | 5 |  | 6.7024 |  | 4.1 | 3.6 | 297 | 0.05496 | 3.9812 | 1 | 4.61 | 3.73 | 276 | 0.15 |  | 1 | 4.8405 | 3.9165 | 276 | 0.15 |  | 220/1/50 |  | FCU | AHU | FAHU | Cassette | Air Cooled Chiller | Water Cooled Chiller | Cooling Tower | Pump | #REF! | #REF! | #REF! | #REF! | #REF!
|  | L54-10(54F-73F) | Chilled Water | FCU | Corridor -02/ Electical Rm / Sl/FL lobby | 20 | 114.3 | 5 |  | 4.3745 |  | 4.7 | 4.1 | 337 | 0.04112 | 2.9484 | 1 | 5.08 | 4.22 | 324 | 0.16 |  | 1 | 5.334 | 4.431 | 324 | 0.16 |  | 220/1/50 |  | FCU | AHU | FAHU | Cassette | Air Cooled Chiller | Water Cooled Chiller | Cooling Tower | Pump | #REF! | #REF! | #REF! | #REF! | #REF!
|  | TF-5-01-A(55F-73F) | Chilled Water | FCU | 3 BHK-01- M.Bedrm + Walk in closet + M.Bath | 19 | 27.4 | 2 |  | 7.2993 |  | 2.2 | 2 | 168 | 0.080292 | 6.1314 | 1 | 2.77 | 2.27 | 172 | 0.093 |  | 1 | 2.9085 | 2.3835 | 172 | 0.093 |  | 220/1/50 |  | FCU | AHU | FAHU | Cassette | Air Cooled Chiller | Water Cooled Chiller | Cooling Tower | Pump | #REF! | #REF! | #REF! | #REF! | #REF!
|  | TF-5-01-B(55F-73F) | Chilled Water | FCU | 3 BHK-01 - Bedrm.02 + Bath + Corridor + Maid Rm+Maid Ba | 19 | 45 | 3 |  | 6.6667 |  | 4.6 | 4.2 | 345 | 0.10222 | 7.6667 | 1 | 5.08 | 4.22 | 324 | 0.16 |  | 1 | 5.334 | 4.431 | 324 | 0.16 |  | 220/1/50 |  | FCU | AHU | FAHU | Cassette | Air Cooled Chiller | Water Cooled Chiller | Cooling Tower | Pump | #REF! | #REF! | #REF! | #REF! | #REF!
|  | TF-5-01-C(55F-73F) | Chilled Water | FCU | 3 BHK-01 - Bedrm.01 | 19 | 15.1 | 2 |  | 13.245 |  | 2.1 | 1.9 | 154 | 0.13907 | 10.1987 | 1 | 1.87 | 1.1 | 109 | 0.085 |  | 1 | 1.9635 | 1.155 | 109 | 0.085 |  | 220/1/50 |  | FCU | AHU | FAHU | Cassette | Air Cooled Chiller | Water Cooled Chiller | Cooling Tower | Pump | #REF! | #REF! | #REF! | #REF! | #REF!
|  | TF-5-01-D(55F-73F) | Chilled Water | FCU | 3 BHK-01- Kitchen + Living | 19 | 39.9 | 9 |  | 22.5564 |  | 6.3 | 5.4 | 435 | 0.15789 | 10.9023 | 1 | 6.63 | 5.5 | 423 | 0.317 |  | 1 | 6.9615 | 5.775 | 423 | 0.317 |  | 220/1/50 |  | FCU | AHU | FAHU | Cassette | Air Cooled Chiller | Water Cooled Chiller | Cooling Tower | Pump | #REF! | #REF! | #REF! | #REF! | #REF!
|  | TF-5-02-A(55F-73F) | Chilled Water | FCU | 2 BHK-02 - M.Bedrm + M.Bath | 19 | 31.7 | 2 |  | 6.3091 |  | 2.6 | 2.3 | 194 | 0.082019 | 6.1199 | 1 | 2.77 | 2.27 | 172 | 0.093 |  | 1 | 2.9085 | 2.3835 | 172 | 0.093 |  | 220/1/50 |  | FCU | AHU | FAHU | Cassette | Air Cooled Chiller | Water Cooled Chiller | Cooling Tower | Pump | #REF! | #REF! | #REF! | #REF! | #REF!
|  | TF-5-02-B(55F-73F) | Chilled Water | FCU | 2 BHK-02 - Bedrm.01 + Bath + Corridor | 19 | 33.2 | 2 |  | 6.0241 |  | 3.2 | 3 | 241 | 0.096386 | 7.259 | 1 | 3.35 | 2.81 | 222 | 0.148 |  | 1 | 3.5175 | 2.9505 | 222 | 0.148 |  | 220/1/50 |  | FCU | AHU | FAHU | Cassette | Air Cooled Chiller | Water Cooled Chiller | Cooling Tower | Pump | #REF! | #REF! | #REF! | #REF! | #REF!
|  | TF-5-02-C(55F-73F) | Chilled Water | FCU | 2 BHK-02 - Kitchen + Living | 19 | 33.8 | 7 |  | 20.7101 |  | 3.7 | 2.9 | 239 | 0.10947 | 7.071 | 1 | 3.35 | 2.81 | 222 | 0.148 |  | 1 | 3.5175 | 2.9505 | 222 | 0.148 |  | 220/1/50 |  | FCU | AHU | FAHU | Cassette | Air Cooled Chiller | Water Cooled Chiller | Cooling Tower | Pump | #REF! | #REF! | #REF! | #REF! | #REF!
|  | TF-5-03-A(55F-73F) | Chilled Water | FCU | 2 BHK-03- M.Bedrm + Walk in closet + M.Bath | 19 | 33.6 | 2 |  | 5.9524 |  | 2.7 | 2.5 | 207 | 0.080357 | 6.1607 | 1 | 3.35 | 2.81 | 222 | 0.148 |  | 1 | 3.5175 | 2.9505 | 222 | 0.148 |  | 220/1/50 |  | FCU | AHU | FAHU | Cassette | Air Cooled Chiller | Water Cooled Chiller | Cooling Tower | Pump | #REF! | #REF! | #REF! | #REF! | #REF!
|  | TF-5-03-B(55F-73F) | Chilled Water | FCU | 2 BHK-03 - Bedrm.01 + Bath + Corridor | 19 | 25.4 | 2 |  | 7.874 |  | 2.4 | 2.2 | 181 | 0.094488 | 7.126 | 1 | 2.77 | 2.27 | 172 | 0.093 |  | 1 | 2.9085 | 2.3835 | 172 | 0.093 |  | 220/1/50 |  | FCU | AHU | FAHU | Cassette | Air Cooled Chiller | Water Cooled Chiller | Cooling Tower | Pump | #REF! | #REF! | #REF! | #REF! | #REF!
|  | TF-5-03-C(55F-73F) | Chilled Water | FCU | 2 BHK-03 - Kitchen + Living | 19 | 38.4 | 7 |  | 18.2292 |  | 5.7 | 5 | 416 | 0.14844 | 10.8333 | 1 | 6.63 | 5.5 | 423 | 0.317 |  | 1 | 6.9615 | 5.775 | 423 | 0.317 |  | 220/1/50 |  | FCU | AHU | FAHU | Cassette | Air Cooled Chiller | Water Cooled Chiller | Cooling Tower | Pump | #REF! | #REF! | #REF! | #REF! | #REF!
|  | TF-5-04-A(55F-73F) | Chilled Water | FCU | 1 BHK-04 - Bd Rm, WIC, Bath, Kitchen, Living, Corridor | 19 | 64.3 | 7 |  | 10.8865 |  | 6.7 | 5.9 | 502 | 0.1042 | 7.8072 | 1 | 7.39 | 6.28 | 511 | 0.378 |  | 1 | 7.7595 | 6.594 | 511 | 0.378 |  | 220/1/50 |  | FCU | AHU | FAHU | Cassette | Air Cooled Chiller | Water Cooled Chiller | Cooling Tower | Pump | #REF! | #REF! | #REF! | #REF! | #REF!
|  | TF-5-05-A(55F-73F) | Chilled Water | FCU | 1 BHK-05 - Bd Rm, WIC, Bath, Kitchen, Living, Corridor | 19 | 64.5 | 7 |  | 10.8527 |  | 6.8 | 6.1 | 508 | 0.10543 | 7.876 | 1 | 7.39 | 6.28 | 511 | 0.378 |  | 1 | 7.7595 | 6.594 | 511 | 0.378 |  | 220/1/50 |  | FCU | AHU | FAHU | Cassette | Air Cooled Chiller | Water Cooled Chiller | Cooling Tower | Pump | #REF! | #REF! | #REF! | #REF! | #REF!
|  | TF-5-06-A(55F-73F) | Chilled Water | FCU | 3 BHK-06- M.Bedrm + Walk in closet + M.Bath | 19 | 27.2 | 2 |  | 7.3529 |  | 2.6 | 2.5 | 205 | 0.095588 | 7.5368 | 1 | 3.35 | 2.81 | 222 | 0.148 |  | 1 | 3.5175 | 2.9505 | 222 | 0.148 |  | 220/1/50 |  | FCU | AHU | FAHU | Cassette | Air Cooled Chiller | Water Cooled Chiller | Cooling Tower | Pump | #REF! | #REF! | #REF! | #REF! | #REF!
|  | TF-5-06-B(55F-73F) | Chilled Water | FCU | 3 BHK-06 - Bedrm.02 + Bath + Corridor + Maid Rm+Maid Ba | 19 | 45 | 3 |  | 6.6667 |  | 4.9 | 4.6 | 377 | 0.10889 | 8.3778 | 1 | 5.08 | 4.22 | 324 | 0.16 |  | 1 | 5.334 | 4.431 | 324 | 0.16 |  | 220/1/50 |  | FCU | AHU | FAHU | Cassette | Air Cooled Chiller | Water Cooled Chiller | Cooling Tower | Pump | #REF! | #REF! | #REF! | #REF! | #REF!
|  | TF-5-06-C(55F-73F) | Chilled Water | FCU | 3 BHK-06 - Bedrm.01 | 19 | 15.1 | 2 |  | 13.245 |  | 2.5 | 2.3 | 187 | 0.16556 | 12.3841 | 1 | 2.77 | 2.27 | 172 | 0.093 |  | 1 | 2.9085 | 2.3835 | 172 | 0.093 |  | 220/1/50 |  | FCU | AHU | FAHU | Cassette | Air Cooled Chiller | Water Cooled Chiller | Cooling Tower | Pump | #REF! | #REF! | #REF! | #REF! | #REF!
|  | TF-5-06-D(55F-73F) | Chilled Water | FCU | 3 BHK-06- Kitchen + Living | 19 | 38.5 | 9 |  | 23.3766 |  | 6.1 | 5.2 | 437 | 0.15844 | 11.3506 | 1 | 6.63 | 5.5 | 423 | 0.317 |  | 1 | 6.9615 | 5.775 | 423 | 0.317 |  | 220/1/50 |  | FCU | AHU | FAHU | Cassette | Air Cooled Chiller | Water Cooled Chiller | Cooling Tower | Pump | #REF! | #REF! | #REF! | #REF! | #REF!
|  | TF-5-07-A(55F-73F) | Chilled Water | FCU | 3 BHK-07- M.Bedrm + Walk in closet + M.Bath | 19 | 31.9 | 2 |  | 6.2696 |  | 2.9 | 2.7 | 228 | 0.090909 | 7.1473 | 1 | 3.35 | 2.81 | 222 | 0.148 |  | 1 | 3.5175 | 2.9505 | 222 | 0.148 |  | 220/1/50 |  | FCU | AHU | FAHU | Cassette | Air Cooled Chiller | Water Cooled Chiller | Cooling Tower | Pump | #REF! | #REF! | #REF! | #REF! | #REF!
|  | TF-5-07-B(55F-73F) | Chilled Water | FCU | 3 BHK-07 - Bedrm.02 + Bath + Corridor + Maid Rm+Maid Ba | 19 | 41.6 | 3 |  | 7.2115 |  | 3.6 | 3.3 | 278 | 0.086538 | 6.6827 | 1 | 4.61 | 3.73 | 276 | 0.15 |  | 1 | 4.8405 | 3.9165 | 276 | 0.15 |  | 220/1/50 |  | FCU | AHU | FAHU | Cassette | Air Cooled Chiller | Water Cooled Chiller | Cooling Tower | Pump | #REF! | #REF! | #REF! | #REF! | #REF!
|  | TF-5-07-C(55F-73F) | Chilled Water | FCU | 3 BHK-07 - Bedrm.01 | 19 | 22 | 2 |  | 9.0909 |  | 2.6 | 2.4 | 194 | 0.11818 | 8.8182 | 1 | 2.77 | 2.27 | 172 | 0.093 |  | 1 | 2.9085 | 2.3835 | 172 | 0.093 |  | 220/1/50 |  | FCU | AHU | FAHU | Cassette | Air Cooled Chiller | Water Cooled Chiller | Cooling Tower | Pump | #REF! | #REF! | #REF! | #REF! | #REF!
|  | TF-5-07-D(55F-73F) | Chilled Water | FCU | 3 BHK-07- Kitchen + Living | 19 | 38.5 | 9 |  | 23.3766 |  | 4.6 | 3.8 | 306 | 0.11948 | 7.9481 | 1 | 4.61 | 3.73 | 276 | 0.15 |  | 1 | 4.8405 | 3.9165 | 276 | 0.15 |  | 220/1/50 |  | FCU | AHU | FAHU | Cassette | Air Cooled Chiller | Water Cooled Chiller | Cooling Tower | Pump | #REF! | #REF! | #REF! | #REF! | #REF!
|  | TF-5-08-A(55F-73F) | Chilled Water | FCU | 4 BHK-08- M.Bedrm + Walk in closet + M.Bath | 19 | 47 | 2 |  | 4.2553 |  | 3.8 | 3.4 | 302 | 0.080851 | 6.4255 | 1 | 4.61 | 3.73 | 276 | 0.15 |  | 1 | 4.8405 | 3.9165 | 276 | 0.15 |  | 220/1/50 |  | FCU | AHU | FAHU | Cassette | Air Cooled Chiller | Water Cooled Chiller | Cooling Tower | Pump | #REF! | #REF! | #REF! | #REF! | #REF!
|  | TF-5-08-B(55F-73F) | Chilled Water | FCU | 4 BHK-08- Bedrm-1 + Walk in closet + Bath | 19 | 33.3 | 2 |  | 6.006 |  | 2.9 | 2.6 | 221 | 0.087087 | 6.6366 | 1 | 3.35 | 2.81 | 222 | 0.148 |  | 1 | 3.5175 | 2.9505 | 222 | 0.148 |  | 220/1/50 |  | FCU | AHU | FAHU | Cassette | Air Cooled Chiller | Water Cooled Chiller | Cooling Tower | Pump | #REF! | #REF! | #REF! | #REF! | #REF!
|  | TF-5-08-C(55F-73F) | Chilled Water | FCU | 4 BHK-08- Bedrm-2 + Walk in closet + Bath | 19 | 28.8 | 2 |  | 6.9444 |  | 2.4 | 2.2 | 186 | 0.083333 | 6.4583 | 1 | 2.77 | 2.27 | 172 | 0.093 |  | 1 | 2.9085 | 2.3835 | 172 | 0.093 |  | 220/1/50 |  | FCU | AHU | FAHU | Cassette | Air Cooled Chiller | Water Cooled Chiller | Cooling Tower | Pump | #REF! | #REF! | #REF! | #REF! | #REF!
|  | TF-5-08-D(55F-73F) | Chilled Water | FCU | 4 BHK-08- Bedrm-3 + Walk in closet + Bath | 19 | 28.9 | 2 |  | 6.9204 |  | 2.5 | 2.3 | 187 | 0.086505 | 6.4706 | 1 | 2.77 | 2.27 | 172 | 0.093 |  | 1 | 2.9085 | 2.3835 | 172 | 0.093 |  | 220/1/50 |  | FCU | AHU | FAHU | Cassette | Air Cooled Chiller | Water Cooled Chiller | Cooling Tower | Pump | #REF! | #REF! | #REF! | #REF! | #REF!
|  | TF-5-08-E(55F-73F) | Chilled Water | FCU | 4 BHK-08- Kitchen+Living+Corridor+Pow Rm | 19 | 84.3 | 11 |  | 13.0486 |  | 9.6 | 8.5 | 707 | 0.11388 | 8.3867 | 1 | 11.24 | 9.44 | 765 | 0.55 |  | 1 | 11.802 | 9.912 | 765 | 0.55 |  | 220/1/50 |  | FCU | AHU | FAHU | Cassette | Air Cooled Chiller | Water Cooled Chiller | Cooling Tower | Pump | #REF! | #REF! | #REF! | #REF! | #REF!
|  | TF-5-08-F(55F-73F) | Chilled Water | FCU | 4 BHK-08- Corridor+Gym+Gym bath+ Maid rm+Maid bath | 19 | 46.6 | 5 |  | 10.7296 |  | 4.6 | 3.1 | 258 | 0.098712 | 5.5365 | 1 | 3.35 | 2.81 | 222 | 0.148 |  | 1 | 3.5175 | 2.9505 | 222 | 0.148 |  | 220/1/50 |  | FCU | AHU | FAHU | Cassette | Air Cooled Chiller | Water Cooled Chiller | Cooling Tower | Pump | #REF! | #REF! | #REF! | #REF! | #REF!
|  | L74-01-A(74F) | Chilled Water | FCU | 3 BHK-01- M.Bedrm + Walk in closet + M.Bath | 1 | 27.4 | 2 |  | 7.2993 |  | 2.9 | 2.7 | 220 | 0.10584 | 8.0292 | 1 | 3.35 | 2.81 | 222 | 0.148 |  | 1 | 3.5175 | 2.9505 | 222 | 0.148 |  | 220/1/50 |  | FCU | AHU | FAHU | Cassette | Air Cooled Chiller | Water Cooled Chiller | Cooling Tower | Pump | #REF! | #REF! | #REF! | #REF! | #REF!
|  | L74-01-B(74F) | Chilled Water | FCU | 3 BHK-01 - Bedrm.02 + Bath + Corridor + Maid Rm+Maid Ba | 1 | 45 | 3 |  | 6.6667 |  | 6.4 | 6.1 | 493 | 0.14222 | 10.9556 | 1 | 7.12 | 5.84 | 448 | 0.346 |  | 1 | 7.476 | 6.132 | 448 | 0.346 |  | 220/1/50 |  | FCU | AHU | FAHU | Cassette | Air Cooled Chiller | Water Cooled Chiller | Cooling Tower | Pump | #REF! | #REF! | #REF! | #REF! | #REF!
|  | L74-01-C(74F) | Chilled Water | FCU | 3 BHK-01 - Bedrm.01 | 1 | 15.1 | 2 |  | 13.245 |  | 3.2 | 3 | 241 | 0.21192 | 15.9603 | 1 | 3.35 | 2.81 | 222 | 0.148 |  | 1 | 3.5175 | 2.9505 | 222 | 0.148 |  | 220/1/50 |  | FCU | AHU | FAHU | Cassette | Air Cooled Chiller | Water Cooled Chiller | Cooling Tower | Pump | #REF! | #REF! | #REF! | #REF! | #REF!
|  | L74-01-D(74F) | Chilled Water | FCU | 3 BHK-01- Kitchen + Living | 1 | 39.9 | 9 |  | 22.5564 |  | 8.9 | 8 | 647 | 0.22306 | 16.2155 | 1 | 8.71 | 7.14 | 548 | 0.388 |  | 1 | 9.1455 | 7.497 | 548 | 0.388 |  | 220/1/50 |  | FCU | AHU | FAHU | Cassette | Air Cooled Chiller | Water Cooled Chiller | Cooling Tower | Pump | #REF! | #REF! | #REF! | #REF! | #REF!
|  | L74-02-A(74F) | Chilled Water | FCU | 2 BHK-02 - M.Bedrm + M.Bath | 1 | 31.7 | 2 |  | 6.3091 |  | 3.4 | 3.2 | 258 | 0.10726 | 8.1388 | 1 | 3.35 | 2.81 | 222 | 0.148 |  | 1 | 3.5175 | 2.9505 | 222 | 0.148 |  | 220/1/50 |  | FCU | AHU | FAHU | Cassette | Air Cooled Chiller | Water Cooled Chiller | Cooling Tower | Pump | #REF! | #REF! | #REF! | #REF! | #REF!
|  | L74-02-B(74F) | Chilled Water | FCU | 2 BHK-02 - Bedrm.01 + Bath + Corridor | 1 | 33.2 | 2 |  | 6.0241 |  | 4.5 | 4.2 | 345 | 0.13554 | 10.3916 | 1 | 5.08 | 4.22 | 324 | 0.16 |  | 1 | 5.334 | 4.431 | 324 | 0.16 |  | 220/1/50 |  | FCU | AHU | FAHU | Cassette | Air Cooled Chiller | Water Cooled Chiller | Cooling Tower | Pump | #REF! | #REF! | #REF! | #REF! | #REF!
|  | L74-02-C(74F) | Chilled Water | FCU | 2 BHK-02 - Kitchen + Living | 1 | 33.8 | 7 |  | 20.7101 |  | 4.7 | 3.9 | 314 | 0.13905 | 9.2899 | 1 | 5.08 | 4.22 | 324 | 0.16 |  | 1 | 5.334 | 4.431 | 324 | 0.16 |  | 220/1/50 |  | FCU | AHU | FAHU | Cassette | Air Cooled Chiller | Water Cooled Chiller | Cooling Tower | Pump | #REF! | #REF! | #REF! | #REF! | #REF!
|  | L74-03-A(74F) | Chilled Water | FCU | 2 BHK-03- M.Bedrm + Walk in closet + M.Bath | 1 | 33.6 | 2 |  | 5.9524 |  | 4 | 3.7 | 299 | 0.11905 | 8.8988 | 1 | 4.61 | 3.73 | 276 | 0.15 |  | 1 | 4.8405 | 3.9165 | 276 | 0.15 |  | 220/1/50 |  | FCU | AHU | FAHU | Cassette | Air Cooled Chiller | Water Cooled Chiller | Cooling Tower | Pump | #REF! | #REF! | #REF! | #REF! | #REF!
|  | L74-03-B(74F) | Chilled Water | FCU | 2 BHK-03 - Bedrm.01 + Bath + Corridor | 1 | 25.4 | 2 |  | 7.874 |  | 3.4 | 3.2 | 258 | 0.13386 | 10.1575 | 1 | 3.35 | 2.81 | 222 | 0.148 |  | 1 | 3.5175 | 2.9505 | 222 | 0.148 |  | 220/1/50 |  | FCU | AHU | FAHU | Cassette | Air Cooled Chiller | Water Cooled Chiller | Cooling Tower | Pump | #REF! | #REF! | #REF! | #REF! | #REF!
|  | L74-03-C(74F) | Chilled Water | FCU | 2 BHK-03 - Kitchen + Living | 1 | 38.4 | 7 |  | 18.2292 |  | 7.8 | 7 | 591 | 0.20312 | 15.3906 | 1 | 8.71 | 7.14 | 548 | 0.388 |  | 1 | 9.1455 | 7.497 | 548 | 0.388 |  | 220/1/50 |  | FCU | AHU | FAHU | Cassette | Air Cooled Chiller | Water Cooled Chiller | Cooling Tower | Pump | #REF! | #REF! | #REF! | #REF! | #REF!
|  | L74-04-A(74F) | Chilled Water | FCU | 1 BHK-04 - Bd Rm, WIC, Bath, Kitchen, Living, Corridor | 1 | 64.3 | 7 |  | 10.8865 |  | 9.1 | 8.2 | 698 | 0.14152 | 10.8554 | 1 | 11.24 | 9.44 | 765 | 0.55 |  | 1 | 11.802 | 9.912 | 765 | 0.55 |  | 220/1/50 |  | FCU | AHU | FAHU | Cassette | Air Cooled Chiller | Water Cooled Chiller | Cooling Tower | Pump | #REF! | #REF! | #REF! | #REF! | #REF!
|  | L74-05-A(74F) | Chilled Water | FCU | 1 BHK-05 - Bd Rm, WIC, Bath, Kitchen, Living, Corridor | 1 | 64.5 | 7 |  | 10.8527 |  | 9.2 | 8.3 | 702 | 0.14264 | 10.8837 | 1 | 11.24 | 9.44 | 765 | 0.55 |  | 1 | 11.802 | 9.912 | 765 | 0.55 |  | 220/1/50 |  | FCU | AHU | FAHU | Cassette | Air Cooled Chiller | Water Cooled Chiller | Cooling Tower | Pump | #REF! | #REF! | #REF! | #REF! | #REF!
|  | L74-06-A(74F) | Chilled Water | FCU | 3 BHK-06- M.Bedrm + Walk in closet + M.Bath | 1 | 27.2 | 2 |  | 7.3529 |  | 3.8 | 3.5 | 293 | 0.13971 | 10.7721 | 1 | 4.61 | 3.73 | 276 | 0.15 |  | 1 | 4.8405 | 3.9165 | 276 | 0.15 |  | 220/1/50 |  | FCU | AHU | FAHU | Cassette | Air Cooled Chiller | Water Cooled Chiller | Cooling Tower | Pump | #REF! | #REF! | #REF! | #REF! | #REF!
|  | L74-06-B(74F) | Chilled Water | FCU | 3 BHK-06 - Bedrm.02 + Bath + Corridor + Maid Rm+Maid Ba | 1 | 45 | 3 |  | 6.6667 |  | 7 | 6.6 | 538 | 0.15556 | 11.9556 | 1 | 8.71 | 7.14 | 548 | 0.388 |  | 1 | 9.1455 | 7.497 | 548 | 0.388 |  | 220/1/50 |  | FCU | AHU | FAHU | Cassette | Air Cooled Chiller | Water Cooled Chiller | Cooling Tower | Pump | #REF! | #REF! | #REF! | #REF! | #REF!
|  | L74-06-C(74F) | Chilled Water | FCU | 3 BHK-06 - Bedrm.01 | 1 | 15.1 | 2 |  | 13.245 |  | 3.6 | 3.4 | 282 | 0.23841 | 18.6755 | 1 | 4.61 | 3.73 | 276 | 0.15 |  | 1 | 4.8405 | 3.9165 | 276 | 0.15 |  | 220/1/50 |  | FCU | AHU | FAHU | Cassette | Air Cooled Chiller | Water Cooled Chiller | Cooling Tower | Pump | #REF! | #REF! | #REF! | #REF! | #REF!
|  | L74-06-D(74F) | Chilled Water | FCU | 3 BHK-06- Kitchen + Living | 1 | 38.5 | 9 |  | 23.3766 |  | 8.2 | 7.3 | 612 | 0.21299 | 15.8961 | 1 | 8.71 | 7.14 | 548 | 0.388 |  | 1 | 9.1455 | 7.497 | 548 | 0.388 |  | 220/1/50 |  | FCU | AHU | FAHU | Cassette | Air Cooled Chiller | Water Cooled Chiller | Cooling Tower | Pump | #REF! | #REF! | #REF! | #REF! | #REF!
|  | L74-07-A(74F) | Chilled Water | FCU | 3 BHK-07- M.Bedrm + Walk in closet + M.Bath | 1 | 31.9 | 2 |  | 6.2696 |  | 4.1 | 3.9 | 325 | 0.12853 | 10.1881 | 1 | 5.08 | 4.22 | 324 | 0.16 |  | 1 | 5.334 | 4.431 | 324 | 0.16 |  | 220/1/50 |  | FCU | AHU | FAHU | Cassette | Air Cooled Chiller | Water Cooled Chiller | Cooling Tower | Pump | #REF! | #REF! | #REF! | #REF! | #REF!
|  | L74-07-B(74F) | Chilled Water | FCU | 3 BHK-07 - Bedrm.02 + Bath + Corridor + Maid Rm+Maid Ba | 1 | 41.6 | 3 |  | 7.2115 |  | 4.9 | 4.6 | 384 | 0.11779 | 9.2308 | 1 | 5.08 | 4.22 | 324 | 0.16 |  | 1 | 5.334 | 4.431 | 324 | 0.16 |  | 220/1/50 |  | FCU | AHU | FAHU | Cassette | Air Cooled Chiller | Water Cooled Chiller | Cooling Tower | Pump | #REF! | #REF! | #REF! | #REF! | #REF!
|  | L74-07-C(74F) | Chilled Water | FCU | 3 BHK-07 - Bedrm.01 | 1 | 22 | 2 |  | 9.0909 |  | 3.5 | 3.3 | 267 | 0.15909 | 12.1364 | 1 | 4.61 | 3.73 | 276 | 0.15 |  | 1 | 4.8405 | 3.9165 | 276 | 0.15 |  | 220/1/50 |  | FCU | AHU | FAHU | Cassette | Air Cooled Chiller | Water Cooled Chiller | Cooling Tower | Pump | #REF! | #REF! | #REF! | #REF! | #REF!
|  | L74-07-D(74F) | Chilled Water | FCU | 3 BHK-07- Kitchen + Living | 1 | 38.5 | 9 |  | 23.3766 |  | 6 | 5.1 | 415 | 0.15584 | 10.7792 | 1 | 6.63 | 5.5 | 423 | 0.317 |  | 1 | 6.9615 | 5.775 | 423 | 0.317 |  | 220/1/50 |  | FCU | AHU | FAHU | Cassette | Air Cooled Chiller | Water Cooled Chiller | Cooling Tower | Pump | #REF! | #REF! | #REF! | #REF! | #REF!
|  | L74-08-A(74F) | Chilled Water | FCU | 4 BHK-08- M.Bedrm + Walk in closet + M.Bath | 1 | 47 | 2 |  | 4.2553 |  | 5.5 | 5.2 | 438 | 0.11702 | 9.3191 | 1 | 6.63 | 5.5 | 423 | 0.317 |  | 1 | 6.9615 | 5.775 | 423 | 0.317 |  | 220/1/50 |  | FCU | AHU | FAHU | Cassette | Air Cooled Chiller | Water Cooled Chiller | Cooling Tower | Pump | #REF! | #REF! | #REF! | #REF! | #REF!
|  | L74-08-B(74F) | Chilled Water | FCU | 4 BHK-08- Bedrm-1 + Walk in closet + Bath | 1 | 33.3 | 2 |  | 6.006 |  | 4.2 | 4 | 329 | 0.12613 | 9.8799 | 1 | 5.08 | 4.22 | 324 | 0.16 |  | 1 | 5.334 | 4.431 | 324 | 0.16 |  | 220/1/50 |  | FCU | AHU | FAHU | Cassette | Air Cooled Chiller | Water Cooled Chiller | Cooling Tower | Pump | #REF! | #REF! | #REF! | #REF! | #REF!
|  | L74-08-C(74F) | Chilled Water | FCU | 4 BHK-08- Bedrm-2 + Walk in closet + Bath | 1 | 28.8 | 2 |  | 6.9444 |  | 3.6 | 3.3 | 273 | 0.125 | 9.4792 | 1 | 4.61 | 3.73 | 276 | 0.15 |  | 1 | 4.8405 | 3.9165 | 276 | 0.15 |  | 220/1/50 |  | FCU | AHU | FAHU | Cassette | Air Cooled Chiller | Water Cooled Chiller | Cooling Tower | Pump | #REF! | #REF! | #REF! | #REF! | #REF!
|  | L74-08-D(74F) | Chilled Water | FCU | 4 BHK-08- Bedrm-3 + Walk in closet + Bath | 1 | 28.9 | 2 |  | 6.9204 |  | 3.6 | 3.4 | 276 | 0.12457 | 9.5502 | 1 | 4.61 | 3.73 | 276 | 0.15 |  | 1 | 4.8405 | 3.9165 | 276 | 0.15 |  | 220/1/50 |  | FCU | AHU | FAHU | Cassette | Air Cooled Chiller | Water Cooled Chiller | Cooling Tower | Pump | #REF! | #REF! | #REF! | #REF! | #REF!
|  | L74-08-E(74F) | Chilled Water | FCU | 4 BHK-08- Kitchen+Living+Corridor+Pow Rm | 1 | 84.3 | 11 |  | 13.0486 |  | 13.3 | 12.1 | 1014 | 0.15777 | 12.0285 | 1 | 17.43 | 14.29 | 1100 | 0.711 |  | 1 | 18.3015 | 15.0045 | 1100 | 0.711 |  | 220/1/50 |  | FCU | AHU | FAHU | Cassette | Air Cooled Chiller | Water Cooled Chiller | Cooling Tower | Pump | #REF! | #REF! | #REF! | #REF! | #REF!
|  | L74-08-F(74F) | Chilled Water | FCU | 4 BHK-08- Corridor+Gym+Gym bath+ Maid rm+Maid bath | 1 | 46.6 | 5 |  | 10.7296 |  | 5.3 | 3.7 | 313 | 0.11373 | 6.7167 | 1 | 5.08 | 4.22 | 324 | 0.16 |  | 1 | 5.334 | 4.431 | 324 | 0.16 |  | 220/1/50 |  | FCU | AHU | FAHU | Cassette | Air Cooled Chiller | Water Cooled Chiller | Cooling Tower | Pump | #REF! | #REF! | #REF! | #REF! | #REF!
|  | L74-09(74F) | Chilled Water | FCU | Corridor-01/IDF/Lift lobby 1 | 1 | 74.6 | 5 |  | 6.7024 |  | 4.7 | 4.1 | 333 | 0.063003 | 4.4638 | 1 | 5.08 | 4.22 | 324 | 0.16 |  | 1 | 5.334 | 4.431 | 324 | 0.16 |  | 220/1/50 |  | FCU | AHU | FAHU | Cassette | Air Cooled Chiller | Water Cooled Chiller | Cooling Tower | Pump | #REF! | #REF! | #REF! | #REF! | #REF!
|  | L74-10(74F) | Chilled Water | FCU | Corridor -02/ Electical Rm / Sl/FL lobby | 1 | 114.3 | 5 |  | 4.3745 |  | 6 | 5.2 | 432 | 0.052493 | 3.7795 | 1 | 6.63 | 5.5 | 423 | 0.317 |  | 1 | 6.9615 | 5.775 | 423 | 0.317 |  | 220/1/50 |  | FCU | AHU | FAHU | Cassette | Air Cooled Chiller | Water Cooled Chiller | Cooling Tower | Pump | #REF! | #REF! | #REF! | #REF! | #REF!
|  | L75-AHU-03(75F) | Chilled Water | AHU | Entrnce Loune + Liv Rm | 1 | 153.9 | 17 |  | 11.0461 |  | 30.9 | 28.25 | 2266 | 0.20078 | 14.7238 | 1 | 32.68 | 28.8 | 8158 | 0.93 |  | 1 | 34.314 | 30.24 | 8158 | 0.93 |  | 400/3/50 |  | FCU | AHU | FAHU | Cassette | Air Cooled Chiller | Water Cooled Chiller | Cooling Tower | Pump | #REF! | #REF! | #REF! | #REF! | #REF!
|  | L75-01(75F) | Chilled Water | FCU | Home Cinema | 1 | 37.2 | 14 |  | 37.6344 |  | 6.7 | 5.7 | 458 | 0.18011 | 12.3118 | 1 | 7.12 | 5.84 | 448 | 0.346 |  | 1 | 7.476 | 6.132 | 448 | 0.346 |  | 220/1/50 |  | FCU | AHU | FAHU | Cassette | Air Cooled Chiller | Water Cooled Chiller | Cooling Tower | Pump | #REF! | #REF! | #REF! | #REF! | #REF!
|  | L75-02(75F) | Chilled Water | FCU | Corridor-01 + Powder Rm+Maid Rm + Maid bath Rm | 1 | 43.9 | 1 |  | 2.2779 |  | 2.2 | 2 | 166 | 0.050114 | 3.7813 | 1 | 2.77 | 2.27 | 172 | 0.093 |  | 1 | 2.9085 | 2.3835 | 172 | 0.093 |  | 220/1/50 |  | FCU | AHU | FAHU | Cassette | Air Cooled Chiller | Water Cooled Chiller | Cooling Tower | Pump | #REF! | #REF! | #REF! | #REF! | #REF!
|  | L75-03(75F) | Chilled Water | FCU | M.Bed Rm-01 + walk in closet + M.bath | 1 | 60.7 | 2 |  | 3.2949 |  | 9.7 | 9.3 | 779 | 0.1598 | 12.8336 | 1 | 11.24 | 9.44 | 765 | 0.55 |  | 1 | 11.802 | 9.912 | 765 | 0.55 |  | 220/1/50 |  | FCU | AHU | FAHU | Cassette | Air Cooled Chiller | Water Cooled Chiller | Cooling Tower | Pump | #REF! | #REF! | #REF! | #REF! | #REF!
|  | L75-04(75F) | Chilled Water | FCU | Bed Rm-03 +Bath Rm | 1 | 27.2 | 2 |  | 7.3529 |  | 3.8 | 3.5 | 296 | 0.13971 | 10.8824 | 1 | 4.61 | 3.73 | 276 | 0.15 |  | 1 | 4.8405 | 3.9165 | 276 | 0.15 |  | 220/1/50 |  | FCU | AHU | FAHU | Cassette | Air Cooled Chiller | Water Cooled Chiller | Cooling Tower | Pump | #REF! | #REF! | #REF! | #REF! | #REF!
|  | L75-05(75F) | Chilled Water | FCU | Bed Rm-02 +Bath Rm | 1 | 28.7 | 2 |  | 6.9686 |  | 4.1 | 3.7 | 307 | 0.14286 | 10.6969 | 1 | 5.08 | 4.22 | 324 | 0.16 |  | 1 | 5.334 | 4.431 | 324 | 0.16 |  | 220/1/50 |  | FCU | AHU | FAHU | Cassette | Air Cooled Chiller | Water Cooled Chiller | Cooling Tower | Pump | #REF! | #REF! | #REF! | #REF! | #REF!
|  | L75-06(75F) | Chilled Water | FCU | Bed Rm-01 +Bath Rm | 1 | 34.3 | 2 |  | 5.8309 |  | 4.8 | 4.5 | 373 | 0.13994 | 10.8746 | 1 | 5.08 | 4.22 | 324 | 0.16 |  | 1 | 5.334 | 4.431 | 324 | 0.16 |  | 220/1/50 |  | FCU | AHU | FAHU | Cassette | Air Cooled Chiller | Water Cooled Chiller | Cooling Tower | Pump | #REF! | #REF! | #REF! | #REF! | #REF!
|  | L75-07(75F) | Chilled Water | FCU | Jacuzi | 1 | 19.5 | 0 |  | 0 |  | 2 | 1.9 | 162 | 0.10256 | 8.3077 | 1 | 2.77 | 2.27 | 172 | 0.093 |  | 1 | 2.9085 | 2.3835 | 172 | 0.093 |  | 220/1/50 |  | FCU | AHU | FAHU | Cassette | Air Cooled Chiller | Water Cooled Chiller | Cooling Tower | Pump | #REF! | #REF! | #REF! | #REF! | #REF!
|  | L75-08(75F) | Chilled Water | FCU | M.Bed Rm-02 | 1 | 21.4 | 2 |  | 9.3458 |  | 3.5 | 3.3 | 264 | 0.16355 | 12.3364 | 1 | 4.61 | 3.73 | 276 | 0.15 |  | 1 | 4.8405 | 3.9165 | 276 | 0.15 |  | 220/1/50 |  | FCU | AHU | FAHU | Cassette | Air Cooled Chiller | Water Cooled Chiller | Cooling Tower | Pump | #REF! | #REF! | #REF! | #REF! | #REF!
|  | L75-09(75F) | Chilled Water | FCU | M.Br 2 Walk in closet + M.bath2 + M. lounge | 1 | 46.1 | 5 |  | 10.846 |  | 5.5 | 5 | 432 | 0.11931 | 9.3709 | 1 | 7.12 | 5.84 | 448 | 0.346 |  | 1 | 7.476 | 6.132 | 448 | 0.346 |  | 220/1/50 |  | FCU | AHU | FAHU | Cassette | Air Cooled Chiller | Water Cooled Chiller | Cooling Tower | Pump | #REF! | #REF! | #REF! | #REF! | #REF!
|  | L75-10(75F) | Chilled Water | FCU | House Gym + Gym bath rm | 1 | 56.2 | 8 |  | 14.2349 |  | 10.7 | 7.9 | 640 | 0.19039 | 11.3879 | 1 | 8.71 | 7.14 | 548 | 0.388 |  | 1 | 9.1455 | 7.497 | 548 | 0.388 |  | 220/1/50 |  | FCU | AHU | FAHU | Cassette | Air Cooled Chiller | Water Cooled Chiller | Cooling Tower | Pump | #REF! | #REF! | #REF! | #REF! | #REF!
|  | L75-11(75F) | Chilled Water | FCU | Family Kitchen | 1 | 20 | 1 |  | 5 |  | 3.2 | 2.9 | 236 | 0.16 | 11.8 | 1 | 3.35 | 2.81 | 222 | 0.148 |  | 1 | 3.5175 | 2.9505 | 222 | 0.148 |  | 220/1/50 |  | FCU | AHU | FAHU | Cassette | Air Cooled Chiller | Water Cooled Chiller | Cooling Tower | Pump | #REF! | #REF! | #REF! | #REF! | #REF!
|  | L75-AHU-04(75F) | Chilled Water | AHU | Fm Dining+ Fam. Living + F.Din/SHK/L+ Cor-2 | 1 | 342.1 | 151 |  | 44.1391 | Required | 68.42 | 55.78 | 4062 | 0.2 | 11.8737 | 1 | 63.8 | 50.63 | 14623 | 1 |  | 1 | 66.99 | 53.1615 | 14623 | 1 |  | 400/3/50 |  | FCU | AHU | FAHU | Cassette | Air Cooled Chiller | Water Cooled Chiller | Cooling Tower | Pump | #REF! | #REF! | #REF! | #REF! | #REF!
|  | L75-12(75F) | Chilled Water | FCU | M.Bed Rm-03 | 1 | 31.6 | 2 |  | 6.3291 |  | 6.3 | 6.2 | 500 | 0.19937 | 15.8228 | 1 | 7.39 | 6.28 | 511 | 0.378 |  | 1 | 7.7595 | 6.594 | 511 | 0.378 |  | 220/1/50 |  | FCU | AHU | FAHU | Cassette | Air Cooled Chiller | Water Cooled Chiller | Cooling Tower | Pump | #REF! | #REF! | #REF! | #REF! | #REF!
|  | L75-13(75F) | Chilled Water | FCU | M.Br 3 Walk in closet + M.bath2 + M. lounge | 1 | 43.9 | 5 |  | 11.3895 |  | 5.9 | 5.4 | 441 | 0.1344 | 10.0456 | 1 | 7.12 | 5.84 | 448 | 0.346 |  | 1 | 7.476 | 6.132 | 448 | 0.346 |  | 220/1/50 |  | FCU | AHU | FAHU | Cassette | Air Cooled Chiller | Water Cooled Chiller | Cooling Tower | Pump | #REF! | #REF! | #REF! | #REF! | #REF!
|  | L75-14(75F) | Chilled Water | FCU | Corridor 1 + Elec Rm+ Lift Lobby1+Corridor-2+SL/FL lift lobby+IDF | 1 | 135.5 | 10 |  | 7.3801 |  | 8.1 | 7 | 577 | 0.059779 | 4.2583 | 1 | 8.71 | 7.14 | 548 | 0.388 |  | 1 | 9.1455 | 7.497 | 548 | 0.388 |  | 220/1/50 |  | FCU | AHU | FAHU | Cassette | Air Cooled Chiller | Water Cooled Chiller | Cooling Tower | Pump | #REF! | #REF! | #REF! | #REF! | #REF!
|  | L76-01(76F) | Chilled Water | FCU | Corridor-1 +Elec Rm+ MEP store+Corridor-2 | 1 | 80.3 | 4 |  | 4.9813 |  | 5.8 | 5.2 | 441 | 0.072229 | 5.4919 | 1 | 7.12 | 5.84 | 448 | 0.346 |  | 1 | 7.476 | 6.132 | 448 | 0.346 |  | 220/1/50 |  | FCU | AHU | FAHU | Cassette | Air Cooled Chiller | Water Cooled Chiller | Cooling Tower | Pump | #REF! | #REF! | #REF! | #REF! | #REF!
|  | L76-02(76F) | Chilled Water | FCU | Domestic Pump Room | 1 | 16.7 | 1 |  | 5.988 |  | 2 | 1.6 | 139 | 0.11976 | 8.3234 | 1 | 2.04 | 1.63 | 115 | 0.085 |  | 1 | 2.142 | 1.7115 | 115 | 0.085 |  | 220/1/50 |  | FCU | AHU | FAHU | Cassette | Air Cooled Chiller | Water Cooled Chiller | Cooling Tower | Pump | #REF! | #REF! | #REF! | #REF! | #REF!
|  | L77-01-A,B,C,D&E(77F) | Chilled Water | FCU | Lift Machine Room -1 | 1 | 90.8 | 0 |  | 0 |  | 17.575 | 17.45 | 1406 | 0.19356 | 15.4846 | 4 | 18.55 | 15.4 | 1200 | 0.76 |  | 4 | 19.4775 | 16.17 | 1200 | 0.76 |  | 220/1/50 |  | FCU | AHU | FAHU | Cassette | Air Cooled Chiller | Water Cooled Chiller | Cooling Tower | Pump | #REF! | #REF! | #REF! | #REF! | #REF!
|  | L77-02(77F) | Chilled Water | FCU | Lobby | 1 | 28.3 | 3 |  | 10.6007 |  | 1.9 | 1.7 | 137 | 0.067138 | 4.841 | 1 | 1.87 | 1.51 | 109 | 0.085 |  | 1 | 1.9635 | 1.5855 | 109 | 0.085 |  | 220/1/50 |  | FCU | AHU | FAHU | Cassette | Air Cooled Chiller | Water Cooled Chiller | Cooling Tower | Pump | #REF! | #REF! | #REF! | #REF! | #REF!
|  | L77-03(77F) | Chilled Water | FCU | GSM Room | 1 | 8.7 | 1 |  | 11.4943 |  | 4.35 | 4.34 | 350 | 0.5 | 40.2299 | 1 | 5.08 | 4.22 | 324 | 0.16 |  | 1 | 5.334 | 4.431 | 324 | 0.16 |  | 220/1/50 |  | FCU | AHU | FAHU | Cassette | Air Cooled Chiller | Water Cooled Chiller | Cooling Tower | Pump | #REF! | #REF! | #REF! | #REF! | #REF!
|  | L77-04(77F) | Chilled Water | FCU | CORRIDOR | 1 | 10.9 | 1 |  | 9.1743 |  | 0.6 | 0.5 | 43 | 0.055046 | 3.945 | 1 | 1.87 | 1.51 | 109 | 0.085 |  | 1 | 1.9635 | 1.5855 | 109 | 0.085 |  | 220/1/50 |  | FCU | AHU | FAHU | Cassette | Air Cooled Chiller | Water Cooled Chiller | Cooling Tower | Pump | #REF! | #REF! | #REF! | #REF! | #REF!
|  | L77-05(77F) | Chilled Water | FCU | Lift Machine Room -2 | 1 | 10.4 | 0 |  | 0 |  | 10.4 | 10.3 | 829 | 1 | 79.7115 | 1 | 11.79 | 9.9 | 812 | 0.55 |  | 1 | 12.3795 | 10.395 | 812 | 0.55 |  | 220/1/50 |  | FCU | AHU | FAHU | Cassette | Air Cooled Chiller | Water Cooled Chiller | Cooling Tower | Pump | #REF! | #REF! | #REF! | #REF! | #REF!
|  | L24-S2 | Chilled Water | FCU | STARICASE-01 | 1 | 558 | 27 |  | 4.8387 |  | 19.3 | 16.1 | 1342 | 0.034588 | 2.405 | 1 | 17.89 | 14.85 | 1145 | 0.76 |  | 1 | 18.7845 | 15.5925 | 1145 | 0.76 |  | 220/1/50 |  | FCU | AHU | FAHU | Cassette | Air Cooled Chiller | Water Cooled Chiller | Cooling Tower | Pump | #REF! | #REF! | #REF! | #REF! | #REF!
|  | L53-S2 | Chilled Water | FCU | STARICASE-01 | 1 | 596.7 | 26 |  | 4.3573 |  | 19.7 | 16.5 | 1371 | 0.033015 | 2.2976 | 1 | 17.89 | 14.85 | 1145 | 0.76 |  | 1 | 18.7845 | 15.5925 | 1145 | 0.76 |  | 220/1/50 |  | FCU | AHU | FAHU | Cassette | Air Cooled Chiller | Water Cooled Chiller | Cooling Tower | Pump | #REF! | #REF! | #REF! | #REF! | #REF!
|  | L76-S2 | Chilled Water | FCU | STARICASE-01 | 1 | 630 | 27 |  | 4.2857 |  | 22.7 | 19.3 | 1612 | 0.036032 | 2.5587 | 1 | 17.89 | 14.85 | 1145 | 0.76 |  | 1 | 18.7845 | 15.5925 | 1145 | 0.76 |  | 220/1/50 |  | FCU | AHU | FAHU | Cassette | Air Cooled Chiller | Water Cooled Chiller | Cooling Tower | Pump | #REF! | #REF! | #REF! | #REF! | #REF!
|  | L24-S3 | Chilled Water | FCU | STARICASE-02 | 1 | 531.2 | 27 |  | 5.0828 |  | 16.7 | 13.7 | 1149 | 0.031438 | 2.163 | 1 | 17.89 | 14.85 | 1145 | 0.76 |  | 1 | 18.7845 | 15.5925 | 1145 | 0.76 |  | 220/1/50 |  | FCU | AHU | FAHU | Cassette | Air Cooled Chiller | Water Cooled Chiller | Cooling Tower | Pump | #REF! | #REF! | #REF! | #REF! | #REF!
|  | L52-S3 | Chilled Water | FCU | STARICASE-02 | 1 | 545 | 26 |  | 4.7706 |  | 17.8 | 14.7 | 1214 | 0.032661 | 2.2275 | 1 | 17.89 | 14.85 | 1145 | 0.76 |  | 1 | 18.7845 | 15.5925 | 1145 | 0.76 |  | 220/1/50 |  | FCU | AHU | FAHU | Cassette | Air Cooled Chiller | Water Cooled Chiller | Cooling Tower | Pump | #REF! | #REF! | #REF! | #REF! | #REF!
|  | L76-S3 | Chilled Water | FCU | STARICASE-02 | 1 | 541 | 27 |  | 4.9908 |  | 17.2 | 14.1 | 1191 | 0.031793 | 2.2015 | 1 | 17.89 | 14.85 | 1145 | 0.76 |  | 1 | 18.7845 | 15.5925 | 1145 | 0.76 |  | 220/1/50 |  | FCU | AHU | FAHU | Cassette | Air Cooled Chiller | Water Cooled Chiller | Cooling Tower | Pump | #REF! | #REF! | #REF! | #REF! | #REF!
|  | PD1-FAHU-01 | Chilled Water | FAHU | PODIUM-1 | 1 |  |  | 19518 | #DIV/0! | #DIV/0! | 728.68 | 242.56 | 19518 | #DIV/0! | #DIV/0! | 1 | 765.14 | 254.68 | 20493.9 | 60 |  | 1 | 819.2 | 272.67 | 21942.07 | 64.24 |  | 440/3/50 |  | FCU | AHU | FAHU | Cassette | Air Cooled Chiller | Water Cooled Chiller | Cooling Tower | Pump | #REF! | #REF! | #REF! | #REF! | #REF!
|  | TWL24-FAHU-02 | Chilled Water | FAHU | SERVICE FLOOR 24TH | 1 |  |  | 4966 | #DIV/0! | #DIV/0! | 183.48 | 61.26 | 4966 | #DIV/0! | #DIV/0! | 1 | 192.65 | 64.32 | 5214.3 | 15 |  | 1 | 206.26 | 68.86 | 5582.76 | 16.06 |  | 440/3/50 |  | FCU | AHU | FAHU | Cassette | Air Cooled Chiller | Water Cooled Chiller | Cooling Tower | Pump | #REF! | #REF! | #REF! | #REF! | #REF!
|  | TWL24-FAHU-03 | Chilled Water | FAHU | SERVICE FLOOR 24TH | 1 |  |  | 3874 | #DIV/0! | #DIV/0! | 141.3 | 47.27 | 3874 | #DIV/0! | #DIV/0! | 1 | 148.36 | 49.63 | 4067.7 | 11 |  | 1 | 158.84 | 53.13 | 4364.48 | 11.78 |  | 440/3/50 |  | FCU | AHU | FAHU | Cassette | Air Cooled Chiller | Water Cooled Chiller | Cooling Tower | Pump | #REF! | #REF! | #REF! | #REF! | #REF!
|  | TWL52-FAHU-04 | Chilled Water | FAHU | SERVICE FLOOR 52ND | 1 |  |  | 12755 | #DIV/0! | #DIV/0! | 497.61 | 164.89 | 12755 | #DIV/0! | #DIV/0! | 1 | 522.48 | 173.15 | 13392.75 | 37 |  | 1 | 559.4 | 185.38 | 14339.13 | 39.6 |  | 440/3/50 |  | FCU | AHU | FAHU | Cassette | Air Cooled Chiller | Water Cooled Chiller | Cooling Tower | Pump | #REF! | #REF! | #REF! | #REF! | #REF!
|  | TWL76-FAHU-05 | Chilled Water | FAHU | ROOF LEVEL 76TH | 1 |  |  | 16725 | #DIV/0! | #DIV/0! | 633.72 | 210.62 | 16725 | #DIV/0! | #DIV/0! | 1 | 665.38 | 221.13 | 17561.25 | 60 |  | 1 | 712.4 | 236.75 | 18802.19 | 64.3 |  | 440/3/50 |  | FCU | AHU | FAHU | Cassette | Air Cooled Chiller | Water Cooled Chiller | Cooling Tower | Pump | #REF! | #REF! | #REF! | #REF! | #REF!
|  | B1-CHWP-C1-01 | Chilled Water | Pump | BASEMENT | 1 |  |  |  | #DIV/0! | #DIV/0! |  |  |  | #DIV/0! | #DIV/0! | 1 |  |  |  | 37 |  | 1 |  |  |  | 39.6 |  | 440/3/50 |  | FCU | AHU | FAHU | Cassette | Air Cooled Chiller | Water Cooled Chiller | Cooling Tower | Pump | #REF! | #REF! | #REF! | #REF! | #REF!
|  | B1-CHWP-C1-02 | Chilled Water | Pump | BASEMENT | 1 |  |  |  | #DIV/0! | #DIV/0! |  |  |  | #DIV/0! | #DIV/0! | 1 |  |  |  | 37 |  | 1 |  |  |  | 39.6 |  | 440/3/50 |  | FCU | AHU | FAHU | Cassette | Air Cooled Chiller | Water Cooled Chiller | Cooling Tower | Pump | #REF! | #REF! | #REF! | #REF! | #REF!
|  | B1-CHWP-C1-03 | Chilled Water | Pump | BASEMENT | 1 |  |  |  | #DIV/0! | #DIV/0! |  |  |  | #DIV/0! | #DIV/0! | 1 |  |  |  | 18 |  | 1 |  |  |  | 19.3 |  | 440/3/50 |  | FCU | AHU | FAHU | Cassette | Air Cooled Chiller | Water Cooled Chiller | Cooling Tower | Pump | #REF! | #REF! | #REF! | #REF! | #REF!
|  | B1-CHWP-C1-04 | Chilled Water | Pump | BASEMENT | 1 |  |  |  | #DIV/0! | #DIV/0! |  |  |  | #DIV/0! | #DIV/0! | 1 |  |  |  | 18 |  | 1 |  |  |  | 19.3 |  | 440/3/50 |  | FCU | AHU | FAHU | Cassette | Air Cooled Chiller | Water Cooled Chiller | Cooling Tower | Pump | #REF! | #REF! | #REF! | #REF! | #REF!
|  | B1-CHWP-C2-01 | Chilled Water | Pump | BASEMENT | 1 |  |  |  | #DIV/0! | #DIV/0! |  |  |  | #DIV/0! | #DIV/0! | 1 |  |  |  | 55 |  | 1 |  |  |  | 58.89 |  | 440/3/50 |  | FCU | AHU | FAHU | Cassette | Air Cooled Chiller | Water Cooled Chiller | Cooling Tower | Pump | #REF! | #REF! | #REF! | #REF! | #REF!
|  | B1-CHWP-C2-02 | Chilled Water | Pump | BASEMENT | 1 |  |  |  | #DIV/0! | #DIV/0! |  |  |  | #DIV/0! | #DIV/0! | 1 |  |  |  | 55 |  | 1 |  |  |  | 58.89 |  | 440/3/50 |  | FCU | AHU | FAHU | Cassette | Air Cooled Chiller | Water Cooled Chiller | Cooling Tower | Pump | #REF! | #REF! | #REF! | #REF! | #REF!
|  | B1-CHWP-C2-03 | Chilled Water | Pump | BASEMENT | 1 |  |  |  | #DIV/0! | #DIV/0! |  |  |  | #DIV/0! | #DIV/0! | 1 |  |  |  | 30 |  | 1 |  |  |  | 32.12 |  | 440/3/50 |  | FCU | AHU | FAHU | Cassette | Air Cooled Chiller | Water Cooled Chiller | Cooling Tower | Pump | #REF! | #REF! | #REF! | #REF! | #REF!
|  | B1-CHWP-C2-04 | Chilled Water | Pump | BASEMENT | 1 |  |  |  | #DIV/0! | #DIV/0! |  |  |  | #DIV/0! | #DIV/0! | 1 |  |  |  | 30 |  | 1 |  |  |  | 32.12 |  | 440/3/50 |  | FCU | AHU | FAHU | Cassette | Air Cooled Chiller | Water Cooled Chiller | Cooling Tower | Pump | #REF! | #REF! | #REF! | #REF! | #REF!
|  | 52F-CHWP-01 | Chilled Water | Pump | SERVICE FLOOR 52ND | 1 |  |  |  | #DIV/0! | #DIV/0! |  |  |  | #DIV/0! | #DIV/0! | 1 |  |  |  | 37 |  | 1 |  |  |  | 39.6 |  | 440/3/50 |  | FCU | AHU | FAHU | Cassette | Air Cooled Chiller | Water Cooled Chiller | Cooling Tower | Pump | #REF! | #REF! | #REF! | #REF! | #REF!
|  | 52F-CHWP-02 | Chilled Water | Pump | SERVICE FLOOR 52ND | 1 |  |  |  | #DIV/0! | #DIV/0! |  |  |  | #DIV/0! | #DIV/0! | 1 |  |  |  | 37 |  | 1 |  |  |  | 39.6 |  | 440/3/50 |  | FCU | AHU | FAHU | Cassette | Air Cooled Chiller | Water Cooled Chiller | Cooling Tower | Pump | #REF! | #REF! | #REF! | #REF! | #REF!
|  | 52F-CHWP-03 | Chilled Water | Pump | SERVICE FLOOR 52ND | 1 |  |  |  | #DIV/0! | #DIV/0! |  |  |  | #DIV/0! | #DIV/0! | 1 |  |  |  | 37 |  | 1 |  |  |  | 39.6 |  | 440/3/50 |  | FCU | AHU | FAHU | Cassette | Air Cooled Chiller | Water Cooled Chiller | Cooling Tower | Pump | #REF! | #REF! | #REF! | #REF! | #REF!
|  | GF-R01 | Chilled Water | FCU | RESTAURANT-01 (R01) | 1 | 154 |  |  | 0 |  | 19.2 | 15.74 | 1220 | 0.12468 | 7.9221 | 5 | 20.16 | 16.53 | 1281 | 1.15 |  | 5 | 21.6 | 17.7 | 1371.5 | 1.24 |  | 220/1/50 |  | FCU | AHU | FAHU | Cassette | Air Cooled Chiller | Water Cooled Chiller | Cooling Tower | Pump | #REF! | #REF! | #REF! | #REF! | #REF!
|  | GF-R02 | Chilled Water | FCU | RESTAURANT-02 (R02) | 1 | 209.3 |  |  | 0 |  | 18.7 | 15.34 | 1188 | 0.089345 | 5.6761 | 7 | 19.64 | 16.11 | 1247.4 | 1.15 |  | 7 | 21.03 | 17.25 | 1335.55 | 1.24 |  | 220/1/50 |  | FCU | AHU | FAHU | Cassette | Air Cooled Chiller | Water Cooled Chiller | Cooling Tower | Pump | #REF! | #REF! | #REF! | #REF! | #REF!
|  | GF-R03 | Chilled Water | FCU | CAFÉ-01 (R03) | 1 | 128.9 |  |  | 0 |  | 18.66 | 15.3 | 1185 | 0.14476 | 9.1932 | 3 | 19.59 | 16.06 | 1244.25 | 1.15 |  | 3 | 20.97 | 17.19 | 1332.17 | 1.24 |  | 220/1/50 |  | FCU | AHU | FAHU | Cassette | Air Cooled Chiller | Water Cooled Chiller | Cooling Tower | Pump | #REF! | #REF! | #REF! | #REF! | #REF!
|  | GF-R04 | Chilled Water | FCU | CAFÉ-02 (R04) | 1 | 106.2 |  |  | 0 |  | 15.34 | 12.55 | 972 | 0.14444 | 9.1525 | 3 | 16.06 | 13.23 | 1020.6 | 1.15 |  | 3 | 17.19 | 14.16 | 1092.72 | 1.24 |  | 220/1/50 |  | FCU | AHU | FAHU | Cassette | Air Cooled Chiller | Water Cooled Chiller | Cooling Tower | Pump | #REF! | #REF! | #REF! | #REF! | #REF!
|  | GF-R05 | Chilled Water | FCU | IMPULSE-01 (R05) | 1 | 72.6 |  |  | 0 |  | 16.32 | 13.55 | 1114 | 0.22479 | 15.3444 | 2 | 17.14 | 14.23 | 1169.7 | 0.873 |  | 2 | 18.35 | 15.23 | 1252.35 | 0.932 |  | 220/1/50 |  | FCU | AHU | FAHU | Cassette | Air Cooled Chiller | Water Cooled Chiller | Cooling Tower | Pump | #REF! | #REF! | #REF! | #REF! | #REF!
|  | GF-R06 | Chilled Water | FCU | IMPULSE-02 (R06) | 1 | 67.58 |  |  | 0 |  | 16.32 | 13.55 | 1114 | 0.24149 | 16.4842 | 2 | 17.14 | 14.23 | 1169.7 | 0.873 |  | 2 | 18.35 | 15.23 | 1252.35 | 0.932 |  | 220/1/50 |  | FCU | AHU | FAHU | Cassette | Air Cooled Chiller | Water Cooled Chiller | Cooling Tower | Pump | #REF! | #REF! | #REF! | #REF! | #REF!
|  | B1-19 | DX | Dcuted | SECURITY EQUIPMENT ROOM | 1 | 33.3 |  |  | 0 |  | 18.4 | 18.4 | 1591 | 0.55255 | 47.7778 | 1 | 19.32 | 19.32 | 1670.55 | 6.8 |  | 1 | 20.68 | 20.68 | 1788.59 | 7.28 |  | 440/3/50 |  | Dcuted | Decorative | Packaged | Cassette | Floor Stand | FAHU | Outdoor Unit |  | #REF! | #REF! | #REF! | #REF! | #REF!
[10 empty] | #DIV/0! | #DIV/0! |  |  |  | #DIV/0! | #DIV/0! | [14 empty] | #N/A | #N/A | #N/A | #N/A | #N/A | #N/A | #N/A | #N/A | #REF! | #REF! | #REF! | #REF! | #REF!
[10 empty] | #DIV/0! | #DIV/0! |  |  |  | #DIV/0! | #DIV/0! | [14 empty] | #N/A | #N/A | #N/A | #N/A | #N/A | #N/A | #N/A | #N/A | #REF! | #REF! | #REF! | #REF! | #REF!
[10 empty] | #DIV/0! | #DIV/0! |  |  |  | #DIV/0! | #DIV/0! | [14 empty] | #N/A | #N/A | #N/A | #N/A | #N/A | #N/A | #N/A | #N/A | #REF! | #REF! | #REF! | #REF! | #REF!
[10 empty] | #DIV/0! | #DIV/0! |  |  |  | #DIV/0! | #DIV/0! | [14 empty] | #N/A | #N/A | #N/A | #N/A | #N/A | #N/A | #N/A | #N/A | #REF! | #REF! | #REF! | #REF! | #REF!
[10 empty] | #DIV/0! | #DIV/0! |  |  |  | #DIV/0! | #DIV/0! | [14 empty] | #N/A | #N/A | #N/A | #N/A | #N/A | #N/A | #N/A | #N/A | #REF! | #REF! | #REF! | #REF! | #REF!
[10 empty] | #DIV/0! | #DIV/0! |  |  |  | #DIV/0! | #DIV/0! | [14 empty] | #N/A | #N/A | #N/A | #N/A | #N/A | #N/A | #N/A | #N/A | #REF! | #REF! | #REF! | #REF! | #REF!
[10 empty] | #DIV/0! | #DIV/0! |  |  |  | #DIV/0! | #DIV/0! | [14 empty] | #N/A | #N/A | #N/A | #N/A | #N/A | #N/A | #N/A | #N/A | #REF! | #REF! | #REF! | #REF! | #REF!
[10 empty] | #DIV/0! | #DIV/0! |  |  |  | #DIV/0! | #DIV/0! | [14 empty] | #N/A | #N/A | #N/A | #N/A | #N/A | #N/A | #N/A | #N/A | #REF! | #REF! | #REF! | #REF! | #REF!
[10 empty] | #DIV/0! | #DIV/0! |  |  |  | #DIV/0! | #DIV/0! | [14 empty] | #N/A | #N/A | #N/A | #N/A | #N/A | #N/A | #N/A | #N/A | #REF! | #REF! | #REF! | #REF! | #REF!
[10 empty] | #DIV/0! | #DIV/0! |  |  |  | #DIV/0! | #DIV/0! | [14 empty] | #N/A | #N/A | #N/A | #N/A | #N/A | #N/A | #N/A | #N/A | #REF! | #REF! | #REF! | #REF! | #REF!
[10 empty] | #DIV/0! | #DIV/0! |  |  |  | #DIV/0! | #DIV/0! | [14 empty] | #N/A | #N/A | #N/A | #N/A | #N/A | #N/A | #N/A | #N/A | #REF! | #REF! | #REF! | #REF! | #REF!
[10 empty] | #DIV/0! | #DIV/0! |  |  |  | #DIV/0! | #DIV/0! | [14 empty] | #N/A | #N/A | #N/A | #N/A | #N/A | #N/A | #N/A | #N/A | #REF! | #REF! | #REF! | #REF! | #REF!
[10 empty] | #DIV/0! | #DIV/0! |  |  |  | #DIV/0! | #DIV/0! | [14 empty] | #N/A | #N/A | #N/A | #N/A | #N/A | #N/A | #N/A | #N/A | #REF! | #REF! | #REF! | #REF! | #REF!
[10 empty] | #DIV/0! | #DIV/0! |  |  |  | #DIV/0! | #DIV/0! | [14 empty] | #N/A | #N/A | #N/A | #N/A | #N/A | #N/A | #N/A | #N/A | #REF! | #REF! | #REF! | #REF! | #REF!
[10 empty] | #DIV/0! | #DIV/0! |  |  |  | #DIV/0! | #DIV/0! | [14 empty] | #N/A | #N/A | #N/A | #N/A | #N/A | #N/A | #N/A | #N/A | #REF! | #REF! | #REF! | #REF! | #REF!
[10 empty] | #DIV/0! | #DIV/0! |  |  |  | #DIV/0! | #DIV/0! | [14 empty] | #N/A | #N/A | #N/A | #N/A | #N/A | #N/A | #N/A | #N/A | #REF! | #REF! | #REF! | #REF! | #REF!
[10 empty] | #DIV/0! | #DIV/0! |  |  |  | #DIV/0! | #DIV/0! | [14 empty] | #N/A | #N/A | #N/A | #N/A | #N/A | #N/A | #N/A | #N/A | #REF! | #REF! | #REF! | #REF! | #REF!
[10 empty] | #DIV/0! | #DIV/0! |  |  |  | #DIV/0! | #DIV/0! | [14 empty] | #N/A | #N/A | #N/A | #N/A | #N/A | #N/A | #N/A | #N/A | #REF! | #REF! | #REF! | #REF! | #REF!
[10 empty] | #DIV/0! | #DIV/0! |  |  |  | #DIV/0! | #DIV/0! | [14 empty] | #N/A | #N/A | #N/A | #N/A | #N/A | #N/A | #N/A | #N/A | #REF! | #REF! | #REF! | #REF! | #REF!
[10 empty] | #DIV/0! | #DIV/0! |  |  |  | #DIV/0! | #DIV/0! | [14 empty] | #N/A | #N/A | #N/A | #N/A | #N/A | #N/A | #N/A | #N/A | #REF! | #REF! | #REF! | #REF! | #REF!
[10 empty] | #DIV/0! | #DIV/0! |  |  |  | #DIV/0! | #DIV/0! | [14 empty] | #N/A | #N/A | #N/A | #N/A | #N/A | #N/A | #N/A | #N/A | #REF! | #REF! | #REF! | #REF! | #REF!
[10 empty] | #DIV/0! | #DIV/0! |  |  |  | #DIV/0! | #DIV/0! | [14 empty] | #N/A | #N/A | #N/A | #N/A | #N/A | #N/A | #N/A | #N/A | #REF! | #REF! | #REF! | #REF! | #REF!
[10 empty] | #DIV/0! | #DIV/0! |  |  |  | #DIV/0! | #DIV/0! | [14 empty] | #N/A | #N/A | #N/A | #N/A | #N/A | #N/A | #N/A | #N/A | #REF! | #REF! | #REF! | #REF! | #REF!
[10 empty] | #DIV/0! | #DIV/0! |  |  |  | #DIV/0! | #DIV/0! | [14 empty] | #N/A | #N/A | #N/A | #N/A | #N/A | #N/A | #N/A | #N/A | #REF! | #REF! | #REF! | #REF! | #REF!
[10 empty] | #DIV/0! | #DIV/0! |  |  |  | #DIV/0! | #DIV/0! | [14 empty] | #N/A | #N/A | #N/A | #N/A | #N/A | #N/A | #N/A | #N/A | #REF! | #REF! | #REF! | #REF! | #REF!
[10 empty] | #DIV/0! | #DIV/0! |  |  |  | #DIV/0! | #DIV/0! | [14 empty] | #N/A | #N/A | #N/A | #N/A | #N/A | #N/A | #N/A | #N/A | #REF! | #REF! | #REF! | #REF! | #REF!
[10 empty] | #DIV/0! | #DIV/0! |  |  |  | #DIV/0! | #DIV/0! | [14 empty] | #N/A | #N/A | #N/A | #N/A | #N/A | #N/A | #N/A | #N/A | #REF! | #REF! | #REF! | #REF! | #REF!
[10 empty] | #DIV/0! | #DIV/0! |  |  |  | #DIV/0! | #DIV/0! | [14 empty] | #N/A | #N/A | #N/A | #N/A | #N/A | #N/A | #N/A | #N/A | #REF! | #REF! | #REF! | #REF! | #REF!
[10 empty] | #DIV/0! | #DIV/0! |  |  |  | #DIV/0! | #DIV/0! | [14 empty] | #N/A | #N/A | #N/A | #N/A | #N/A | #N/A | #N/A | #N/A | #REF! | #REF! | #REF! | #REF! | #REF!
[10 empty] | #DIV/0! | #DIV/0! |  |  |  | #DIV/0! | #DIV/0! | [14 empty] | #N/A | #N/A | #N/A | #N/A | #N/A | #N/A | #N/A | #N/A | #REF! | #REF! | #REF! | #REF! | #REF!
[10 empty] | #DIV/0! | #DIV/0! |  |  |  | #DIV/0! | #DIV/0! | [14 empty] | #N/A | #N/A | #N/A | #N/A | #N/A | #N/A | #N/A | #N/A | #REF! | #REF! | #REF! | #REF! | #REF!
[10 empty] | #DIV/0! | #DIV/0! |  |  |  | #DIV/0! | #DIV/0! | [14 empty] | #N/A | #N/A | #N/A | #N/A | #N/A | #N/A | #N/A | #N/A | #REF! | #REF! | #REF! | #REF! | #REF!
[10 empty] | #DIV/0! | #DIV/0! |  |  |  | #DIV/0! | #DIV/0! | [14 empty] | #N/A | #N/A | #N/A | #N/A | #N/A | #N/A | #N/A | #N/A | #REF! | #REF! | #REF! | #REF! | #REF!
[10 empty] | #DIV/0! | #DIV/0! |  |  |  | #DIV/0! | #DIV/0! | [14 empty] | #N/A | #N/A | #N/A | #N/A | #N/A | #N/A | #N/A | #N/A | #REF! | #REF! | #REF! | #REF! | #REF!
[10 empty] | #DIV/0! | #DIV/0! |  |  |  | #DIV/0! | #DIV/0! | [14 empty] | #N/A | #N/A | #N/A | #N/A | #N/A | #N/A | #N/A | #N/A | #REF! | #REF! | #REF! | #REF! | #REF!
[10 empty] | #DIV/0! | #DIV/0! |  |  |  | #DIV/0! | #DIV/0! | [14 empty] | #N/A | #N/A | #N/A | #N/A | #N/A | #N/A | #N/A | #N/A | #REF! | #REF! | #REF! | #REF! | #REF!
[10 empty] | #DIV/0! | #DIV/0! |  |  |  | #DIV/0! | #DIV/0! | [14 empty] | #N/A | #N/A | #N/A | #N/A | #N/A | #N/A | #N/A | #N/A | #REF! | #REF! | #REF! | #REF! | #REF!
[10 empty] | #DIV/0! | #DIV/0! |  |  |  | #DIV/0! | #DIV/0! | [14 empty] | #N/A | #N/A | #N/A | #N/A | #N/A | #N/A | #N/A | #N/A | #REF! | #REF! | #REF! | #REF! | #REF!
[10 empty] | #DIV/0! | #DIV/0! |  |  |  | #DIV/0! | #DIV/0! | [14 empty] | #N/A | #N/A | #N/A | #N/A | #N/A | #N/A | #N/A | #N/A | #REF! | #REF! | #REF! | #REF! | #REF!
[10 empty] | #DIV/0! | #DIV/0! |  |  |  | #DIV/0! | #DIV/0! | [14 empty] | #N/A | #N/A | #N/A | #N/A | #N/A | #N/A | #N/A | #N/A | #REF! | #REF! | #REF! | #REF! | #REF!
[10 empty] | #DIV/0! | #DIV/0! |  |  |  | #DIV/0! | #DIV/0! | [14 empty] | #N/A | #N/A | #N/A | #N/A | #N/A | #N/A | #N/A | #N/A | #REF! | #REF! | #REF! | #REF! | #REF!
[10 empty] | #DIV/0! | #DIV/0! |  |  |  | #DIV/0! | #DIV/0! | [14 empty] | #N/A | #N/A | #N/A | #N/A | #N/A | #N/A | #N/A | #N/A | #REF! | #REF! | #REF! | #REF! | #REF!
[10 empty] | #DIV/0! | #DIV/0! |  |  |  | #DIV/0! | #DIV/0! | [14 empty] | #N/A | #N/A | #N/A | #N/A | #N/A | #N/A | #N/A | #N/A | #REF! | #REF! | #REF! | #REF! | #REF!
[10 empty] | #DIV/0! | #DIV/0! |  |  |  | #DIV/0! | #DIV/0! | [14 empty] | #N/A | #N/A | #N/A | #N/A | #N/A | #N/A | #N/A | #N/A | #REF! | #REF! | #REF! | #REF! | #REF!
[10 empty] | #DIV/0! | #DIV/0! |  |  |  | #DIV/0! | #DIV/0! | [14 empty] | #N/A | #N/A | #N/A | #N/A | #N/A | #N/A | #N/A | #N/A | #REF! | #REF! | #REF! | #REF! | #REF!
[10 empty] | #DIV/0! | #DIV/0! |  |  |  | #DIV/0! | #DIV/0! | [14 empty] | #N/A | #N/A | #N/A | #N/A | #N/A | #N/A | #N/A | #N/A | #REF! | #REF! | #REF! | #REF! | #REF!
[10 empty] | #DIV/0! | #DIV/0! |  |  |  | #DIV/0! | #DIV/0! | [14 empty] | #N/A | #N/A | #N/A | #N/A | #N/A | #N/A | #N/A | #N/A | #REF! | #REF! | #REF! | #REF! | #REF!
[10 empty] | #DIV/0! | #DIV/0! |  |  |  | #DIV/0! | #DIV/0! | [14 empty] | #N/A | #N/A | #N/A | #N/A | #N/A | #N/A | #N/A | #N/A | #REF! | #REF! | #REF! | #REF! | #REF!
[10 empty] | #DIV/0! | #DIV/0! |  |  |  | #DIV/0! | #DIV/0! | [14 empty] | #N/A | #N/A | #N/A | #N/A | #N/A | #N/A | #N/A | #N/A | #REF! | #REF! | #REF! | #REF! | #REF!
[10 empty] | #DIV/0! | #DIV/0! |  |  |  | #DIV/0! | #DIV/0! | [14 empty] | #N/A | #N/A | #N/A | #N/A | #N/A | #N/A | #N/A | #N/A | #REF! | #REF! | #REF! | #REF! | #REF!
[10 empty] | #DIV/0! | #DIV/0! |  |  |  | #DIV/0! | #DIV/0! | [14 empty] | #N/A | #N/A | #N/A | #N/A | #N/A | #N/A | #N/A | #N/A | #REF! | #REF! | #REF! | #REF! | #REF!
[10 empty] | #DIV/0! | #DIV/0! |  |  |  | #DIV/0! | #DIV/0! | [14 empty] | #N/A | #N/A | #N/A | #N/A | #N/A | #N/A | #N/A | #N/A | #REF! | #REF! | #REF! | #REF! | #REF!
[10 empty] | #DIV/0! | #DIV/0! |  |  |  | #DIV/0! | #DIV/0! | [14 empty] | #N/A | #N/A | #N/A | #N/A | #N/A | #N/A | #N/A | #N/A | #REF! | #REF! | #REF! | #REF! | #REF!
[10 empty] | #DIV/0! | #DIV/0! |  |  |  | #DIV/0! | #DIV/0! | [14 empty] | #N/A | #N/A | #N/A | #N/A | #N/A | #N/A | #N/A | #N/A | #REF! | #REF! | #REF! | #REF! | #REF!
[10 empty] | #DIV/0! | #DIV/0! |  |  |  | #DIV/0! | #DIV/0! | [14 empty] | #N/A | #N/A | #N/A | #N/A | #N/A | #N/A | #N/A | #N/A | #REF! | #REF! | #REF! | #REF! | #REF!
[10 empty] | #DIV/0! | #DIV/0! |  |  |  | #DIV/0! | #DIV/0! | [14 empty] | #N/A | #N/A | #N/A | #N/A | #N/A | #N/A | #N/A | #N/A | #REF! | #REF! | #REF! | #REF! | #REF!
[10 empty] | #DIV/0! | #DIV/0! |  |  |  | #DIV/0! | #DIV/0! | [14 empty] | #N/A | #N/A | #N/A | #N/A | #N/A | #N/A | #N/A | #N/A | #REF! | #REF! | #REF! | #REF! | #REF!
[10 empty] | #DIV/0! | #DIV/0! |  |  |  | #DIV/0! | #DIV/0! | [14 empty] | #N/A | #N/A | #N/A | #N/A | #N/A | #N/A | #N/A | #N/A | #REF! | #REF! | #REF! | #REF! | #REF!
[10 empty] | #DIV/0! | #DIV/0! |  |  |  | #DIV/0! | #DIV/0! | [14 empty] | #N/A | #N/A | #N/A | #N/A | #N/A | #N/A | #N/A | #N/A | #REF! | #REF! | #REF! | #REF! | #REF!
[10 empty] | #DIV/0! | #DIV/0! |  |  |  | #DIV/0! | #DIV/0! | [14 empty] | #N/A | #N/A | #N/A | #N/A | #N/A | #N/A | #N/A | #N/A | #REF! | #REF! | #REF! | #REF! | #REF!
[10 empty] | #DIV/0! | #DIV/0! |  |  |  | #DIV/0! | #DIV/0! | [14 empty] | #N/A | #N/A | #N/A | #N/A | #N/A | #N/A | #N/A | #N/A | #REF! | #REF! | #REF! | #REF! | #REF!
[10 empty] | #DIV/0! | #DIV/0! |  |  |  | #DIV/0! | #DIV/0! | [14 empty] | #N/A | #N/A | #N/A | #N/A | #N/A | #N/A | #N/A | #N/A | #REF! | #REF! | #REF! | #REF! | #REF!
[10 empty] | #DIV/0! | #DIV/0! |  |  |  | #DIV/0! | #DIV/0! | [14 empty] | #N/A | #N/A | #N/A | #N/A | #N/A | #N/A | #N/A | #N/A | #REF! | #REF! | #REF! | #REF! | #REF!
[10 empty] | #DIV/0! | #DIV/0! |  |  |  | #DIV/0! | #DIV/0! | [14 empty] | #N/A | #N/A | #N/A | #N/A | #N/A | #N/A | #N/A | #N/A | #REF! | #REF! | #REF! | #REF! | #REF!
[10 empty] | #DIV/0! | #DIV/0! |  |  |  | #DIV/0! | #DIV/0! | [14 empty] | #N/A | #N/A | #N/A | #N/A | #N/A | #N/A | #N/A | #N/A | #REF! | #REF! | #REF! | #REF! | #REF!
[10 empty] | #DIV/0! | #DIV/0! |  |  |  | #DIV/0! | #DIV/0! | [14 empty] | #N/A | #N/A | #N/A | #N/A | #N/A | #N/A | #N/A | #N/A | #REF! | #REF! | #REF! | #REF! | #REF!
[10 empty] | #DIV/0! | #DIV/0! |  |  |  | #DIV/0! | #DIV/0! | [14 empty] | #N/A | #N/A | #N/A | #N/A | #N/A | #N/A | #N/A | #N/A | #REF! | #REF! | #REF! | #REF! | #REF!
[10 empty] | #DIV/0! | #DIV/0! |  |  |  | #DIV/0! | #DIV/0! | [14 empty] | #N/A | #N/A | #N/A | #N/A | #N/A | #N/A | #N/A | #N/A | #REF! | #REF! | #REF! | #REF! | #REF!
[10 empty] | #DIV/0! | #DIV/0! |  |  |  | #DIV/0! | #DIV/0! | [14 empty] | #N/A | #N/A | #N/A | #N/A | #N/A | #N/A | #N/A | #N/A | #REF! | #REF! | #REF! | #REF! | #REF!
[10 empty] | #DIV/0! | #DIV/0! |  |  |  | #DIV/0! | #DIV/0! | [14 empty] | #N/A | #N/A | #N/A | #N/A | #N/A | #N/A | #N/A | #N/A | #REF! | #REF! | #REF! | #REF! | #REF!
[10 empty] | #DIV/0! | #DIV/0! |  |  |  | #DIV/0! | #DIV/0! | [14 empty] | #N/A | #N/A | #N/A | #N/A | #N/A | #N/A | #N/A | #N/A | #REF! | #REF! | #REF! | #REF! | #REF!
[10 empty] | #DIV/0! | #DIV/0! |  |  |  | #DIV/0! | #DIV/0! | [14 empty] | #N/A | #N/A | #N/A | #N/A | #N/A | #N/A | #N/A | #N/A | #REF! | #REF! | #REF! | #REF! | #REF!
[10 empty] | #DIV/0! | #DIV/0! |  |  |  | #DIV/0! | #DIV/0! | [14 empty] | #N/A | #N/A | #N/A | #N/A | #N/A | #N/A | #N/A | #N/A | #REF! | #REF! | #REF! | #REF! | #REF!
[10 empty] | #DIV/0! | #DIV/0! |  |  |  | #DIV/0! | #DIV/0! | [14 empty] | #N/A | #N/A | #N/A | #N/A | #N/A | #N/A | #N/A | #N/A | #REF! | #REF! | #REF! | #REF! | #REF!
[10 empty] | #DIV/0! | #DIV/0! |  |  |  | #DIV/0! | #DIV/0! | [14 empty] | #N/A | #N/A | #N/A | #N/A | #N/A | #N/A | #N/A | #N/A | #REF! | #REF! | #REF! | #REF! | #REF!
[10 empty] | #DIV/0! | #DIV/0! |  |  |  | #DIV/0! | #DIV/0! | [14 empty] | #N/A | #N/A | #N/A | #N/A | #N/A | #N/A | #N/A | #N/A | #REF! | #REF! | #REF! | #REF! | #REF!
[10 empty] | #DIV/0! | #DIV/0! |  |  |  | #DIV/0! | #DIV/0! | [14 empty] | #N/A | #N/A | #N/A | #N/A | #N/A | #N/A | #N/A | #N/A | #REF! | #REF! | #REF! | #REF! | #REF!
[10 empty] | #DIV/0! | #DIV/0! |  |  |  | #DIV/0! | #DIV/0! | [14 empty] | #N/A | #N/A | #N/A | #N/A | #N/A | #N/A | #N/A | #N/A | #REF! | #REF! | #REF! | #REF! | #REF!
[10 empty] | #DIV/0! | #DIV/0! |  |  |  | #DIV/0! | #DIV/0! | [14 empty] | #N/A | #N/A | #N/A | #N/A | #N/A | #N/A | #N/A | #N/A | #REF! | #REF! | #REF! | #REF! | #REF!
[10 empty] | #DIV/0! | #DIV/0! |  |  |  | #DIV/0! | #DIV/0! | [14 empty] | #N/A | #N/A | #N/A | #N/A | #N/A | #N/A | #N/A | #N/A | #REF! | #REF! | #REF! | #REF! | #REF!
[10 empty] | #DIV/0! | #DIV/0! |  |  |  | #DIV/0! | #DIV/0! | [14 empty] | #N/A | #N/A | #N/A | #N/A | #N/A | #N/A | #N/A | #N/A | #REF! | #REF! | #REF! | #REF! | #REF!
[10 empty] | #DIV/0! | #DIV/0! |  |  |  | #DIV/0! | #DIV/0! | [14 empty] | #N/A | #N/A | #N/A | #N/A | #N/A | #N/A | #N/A | #N/A | #REF! | #REF! | #REF! | #REF! | #REF!
[10 empty] | #DIV/0! | #DIV/0! |  |  |  | #DIV/0! | #DIV/0! | [14 empty] | #N/A | #N/A | #N/A | #N/A | #N/A | #N/A | #N/A | #N/A | #REF! | #REF! | #REF! | #REF! | #REF!
[10 empty] | #DIV/0! | #DIV/0! |  |  |  | #DIV/0! | #DIV/0! | [14 empty] | #N/A | #N/A | #N/A | #N/A | #N/A | #N/A | #N/A | #N/A | #REF! | #REF! | #REF! | #REF! | #REF!
[10 empty] | #DIV/0! | #DIV/0! |  |  |  | #DIV/0! | #DIV/0! | [14 empty] | #N/A | #N/A | #N/A | #N/A | #N/A | #N/A | #N/A | #N/A | #REF! | #REF! | #REF! | #REF! | #REF!
[10 empty] | #DIV/0! | #DIV/0! |  |  |  | #DIV/0! | #DIV/0! | [14 empty] | #N/A | #N/A | #N/A | #N/A | #N/A | #N/A | #N/A | #N/A | #REF! | #REF! | #REF! | #REF! | #REF!
[10 empty] | #DIV/0! | #DIV/0! |  |  |  | #DIV/0! | #DIV/0! | [14 empty] | #N/A | #N/A | #N/A | #N/A | #N/A | #N/A | #N/A | #N/A | #REF! | #REF! | #REF! | #REF! | #REF!
[10 empty] | #DIV/0! | #DIV/0! |  |  |  | #DIV/0! | #DIV/0! | [14 empty] | #N/A | #N/A | #N/A | #N/A | #N/A | #N/A | #N/A | #N/A | #REF! | #REF! | #REF! | #REF! | #REF!
[10 empty] | #DIV/0! | #DIV/0! |  |  |  | #DIV/0! | #DIV/0! | [14 empty] | #N/A | #N/A | #N/A | #N/A | #N/A | #N/A | #N/A | #N/A | #REF! | #REF! | #REF! | #REF! | #REF!
[10 empty] | #DIV/0! | #DIV/0! |  |  |  | #DIV/0! | #DIV/0! | [14 empty] | #N/A | #N/A | #N/A | #N/A | #N/A | #N/A | #N/A | #N/A | #REF! | #REF! | #REF! | #REF! | #REF!
[10 empty] | #DIV/0! | #DIV/0! |  |  |  | #DIV/0! | #DIV/0! | [14 empty] | #N/A | #N/A | #N/A | #N/A | #N/A | #N/A | #N/A | #N/A | #REF! | #REF! | #REF! | #REF! | #REF!
[10 empty] | #DIV/0! | #DIV/0! |  |  |  | #DIV/0! | #DIV/0! | [14 empty] | #N/A | #N/A | #N/A | #N/A | #N/A | #N/A | #N/A | #N/A | #REF! | #REF! | #REF! | #REF! | #REF!
[10 empty] | #DIV/0! | #DIV/0! |  |  |  | #DIV/0! | #DIV/0! | [14 empty] | #N/A | #N/A | #N/A | #N/A | #N/A | #N/A | #N/A | #N/A | #REF! | #REF! | #REF! | #REF! | #REF!
[10 empty] | #DIV/0! | #DIV/0! |  |  |  | #DIV/0! | #DIV/0! | [14 empty] | #N/A | #N/A | #N/A | #N/A | #N/A | #N/A | #N/A | #N/A | #REF! | #REF! | #REF! | #REF! | #REF!
[10 empty] | #DIV/0! | #DIV/0! |  |  |  | #DIV/0! | #DIV/0! | [14 empty] | #N/A | #N/A | #N/A | #N/A | #N/A | #N/A | #N/A | #N/A | #REF! | #REF! | #REF! | #REF! | #REF!
[10 empty] | #DIV/0! | #DIV/0! |  |  |  | #DIV/0! | #DIV/0! | [14 empty] | #N/A | #N/A | #N/A | #N/A | #N/A | #N/A | #N/A | #N/A | #REF! | #REF! | #REF! | #REF! | #REF!
[10 empty] | #DIV/0! | #DIV/0! |  |  |  | #DIV/0! | #DIV/0! | [14 empty] | #N/A | #N/A | #N/A | #N/A | #N/A | #N/A | #N/A | #N/A | #REF! | #REF! | #REF! | #REF! | #REF!
[10 empty] | #DIV/0! | #DIV/0! |  |  |  | #DIV/0! | #DIV/0! | [14 empty] | #N/A | #N/A | #N/A | #N/A | #N/A | #N/A | #N/A | #N/A | #REF! | #REF! | #REF! | #REF! | #REF!
[10 empty] | #DIV/0! | #DIV/0! |  |  |  | #DIV/0! | #DIV/0! | [14 empty] | #N/A | #N/A | #N/A | #N/A | #N/A | #N/A | #N/A | #N/A | #REF! | #REF! | #REF! | #REF! | #REF!
[10 empty] | #DIV/0! | #DIV/0! |  |  |  | #DIV/0! | #DIV/0! | [14 empty] | #N/A | #N/A | #N/A | #N/A | #N/A | #N/A | #N/A | #N/A | #REF! | #REF! | #REF! | #REF! | #REF!
[10 empty] | #DIV/0! | #DIV/0! |  |  |  | #DIV/0! | #DIV/0! | [14 empty] | #N/A | #N/A | #N/A | #N/A | #N/A | #N/A | #N/A | #N/A | #REF! | #REF! | #REF! | #REF! | #REF!
[10 empty] | #DIV/0! | #DIV/0! |  |  |  | #DIV/0! | #DIV/0! | [14 empty] | #N/A | #N/A | #N/A | #N/A | #N/A | #N/A | #N/A | #N/A | #REF! | #REF! | #REF! | #REF! | #REF!
[10 empty] | #DIV/0! | #DIV/0! |  |  |  | #DIV/0! | #DIV/0! | [14 empty] | #N/A | #N/A | #N/A | #N/A | #N/A | #N/A | #N/A | #N/A | #REF! | #REF! | #REF! | #REF! | #REF!
[10 empty] | #DIV/0! | #DIV/0! |  |  |  | #DIV/0! | #DIV/0! | [14 empty] | #N/A | #N/A | #N/A | #N/A | #N/A | #N/A | #N/A | #N/A | #REF! | #REF! | #REF! | #REF! | #REF!
[10 empty] | #DIV/0! | #DIV/0! |  |  |  | #DIV/0! | #DIV/0! | [14 empty] | #N/A | #N/A | #N/A | #N/A | #N/A | #N/A | #N/A | #N/A | #REF! | #REF! | #REF! | #REF! | #REF!
[10 empty] | #DIV/0! | #DIV/0! |  |  |  | #DIV/0! | #DIV/0! | [14 empty] | #N/A | #N/A | #N/A | #N/A | #N/A | #N/A | #N/A | #N/A | #REF! | #REF! | #REF! | #REF! | #REF!
[10 empty] | #DIV/0! | #DIV/0! |  |  |  | #DIV/0! | #DIV/0! | [14 empty] | #N/A | #N/A | #N/A | #N/A | #N/A | #N/A | #N/A | #N/A | #REF! | #REF! | #REF! | #REF! | #REF!
[10 empty] | #DIV/0! | #DIV/0! |  |  |  | #DIV/0! | #DIV/0! | [14 empty] | #N/A | #N/A | #N/A | #N/A | #N/A | #N/A | #N/A | #N/A | #REF! | #REF! | #REF! | #REF! | #REF!
[10 empty] | #DIV/0! | #DIV/0! |  |  |  | #DIV/0! | #DIV/0! | [14 empty] | #N/A | #N/A | #N/A | #N/A | #N/A | #N/A | #N/A | #N/A | #REF! | #REF! | #REF! | #REF! | #REF!
[10 empty] | #DIV/0! | #DIV/0! |  |  |  | #DIV/0! | #DIV/0! | [14 empty] | #N/A | #N/A | #N/A | #N/A | #N/A | #N/A | #N/A | #N/A | #REF! | #REF! | #REF! | #REF! | #REF!
[10 empty] | #DIV/0! | #DIV/0! |  |  |  | #DIV/0! | #DIV/0! | [14 empty] | #N/A | #N/A | #N/A | #N/A | #N/A | #N/A | #N/A | #N/A | #REF! | #REF! | #REF! | #REF! | #REF!
[10 empty] | #DIV/0! | #DIV/0! |  |  |  | #DIV/0! | #DIV/0! | [14 empty] | #N/A | #N/A | #N/A | #N/A | #N/A | #N/A | #N/A | #N/A | #REF! | #REF! | #REF! | #REF! | #REF!
[10 empty] | #DIV/0! | #DIV/0! |  |  |  | #DIV/0! | #DIV/0! | [14 empty] | #N/A | #N/A | #N/A | #N/A | #N/A | #N/A | #N/A | #N/A | #REF! | #REF! | #REF! | #REF! | #REF!
[10 empty] | #DIV/0! | #DIV/0! |  |  |  | #DIV/0! | #DIV/0! | [14 empty] | #N/A | #N/A | #N/A | #N/A | #N/A | #N/A | #N/A | #N/A | #REF! | #REF! | #REF! | #REF! | #REF!
[10 empty] | #DIV/0! | #DIV/0! |  |  |  | #DIV/0! | #DIV/0! | [14 empty] | #N/A | #N/A | #N/A | #N/A | #N/A | #N/A | #N/A | #N/A | #REF! | #REF! | #REF! | #REF! | #REF!
[10 empty] | #DIV/0! | #DIV/0! |  |  |  | #DIV/0! | #DIV/0! | [14 empty] | #N/A | #N/A | #N/A | #N/A | #N/A | #N/A | #N/A | #N/A | #REF! | #REF! | #REF! | #REF! | #REF!
[10 empty] | #DIV/0! | #DIV/0! |  |  |  | #DIV/0! | #DIV/0! | [14 empty] | #N/A | #N/A | #N/A | #N/A | #N/A | #N/A | #N/A | #N/A | #REF! | #REF! | #REF! | #REF! | #REF!
[10 empty] | #DIV/0! | #DIV/0! |  |  |  | #DIV/0! | #DIV/0! | [14 empty] | #N/A | #N/A | #N/A | #N/A | #N/A | #N/A | #N/A | #N/A | #REF! | #REF! | #REF! | #REF! | #REF!
[10 empty] | #DIV/0! | #DIV/0! |  |  |  | #DIV/0! | #DIV/0! | [14 empty] | #N/A | #N/A | #N/A | #N/A | #N/A | #N/A | #N/A | #N/A | #REF! | #REF! | #REF! | #REF! | #REF!
[10 empty] | #DIV/0! | #DIV/0! |  |  |  | #DIV/0! | #DIV/0! | [14 empty] | #N/A | #N/A | #N/A | #N/A | #N/A | #N/A | #N/A | #N/A | #REF! | #REF! | #REF! | #REF! | #REF!
[10 empty] | #DIV/0! | #DIV/0! |  |  |  | #DIV/0! | #DIV/0! | [14 empty] | #N/A | #N/A | #N/A | #N/A | #N/A | #N/A | #N/A | #N/A | #REF! | #REF! | #REF! | #REF! | #REF!
[10 empty] | #DIV/0! | #DIV/0! |  |  |  | #DIV/0! | #DIV/0! | [14 empty] | #N/A | #N/A | #N/A | #N/A | #N/A | #N/A | #N/A | #N/A | #REF! | #REF! | #REF! | #REF! | #REF!
[10 empty] | #DIV/0! | #DIV/0! |  |  |  | #DIV/0! | #DIV/0! | [14 empty] | #N/A | #N/A | #N/A | #N/A | #N/A | #N/A | #N/A | #N/A | #REF! | #REF! | #REF! | #REF! | #REF!
[10 empty] | #DIV/0! | #DIV/0! |  |  |  | #DIV/0! | #DIV/0! | [14 empty] | #N/A | #N/A | #N/A | #N/A | #N/A | #N/A | #N/A | #N/A | #REF! | #REF! | #REF! | #REF! | #REF!
[10 empty] | #DIV/0! | #DIV/0! |  |  |  | #DIV/0! | #DIV/0! | [14 empty] | #N/A | #N/A | #N/A | #N/A | #N/A | #N/A | #N/A | #N/A | #REF! | #REF! | #REF! | #REF! | #REF!
[10 empty] | #DIV/0! | #DIV/0! |  |  |  | #DIV/0! | #DIV/0! | [14 empty] | #N/A | #N/A | #N/A | #N/A | #N/A | #N/A | #N/A | #N/A | #REF! | #REF! | #REF! | #REF! | #REF!
[10 empty] | #DIV/0! | #DIV/0! |  |  |  | #DIV/0! | #DIV/0! | [14 empty] | #N/A | #N/A | #N/A | #N/A | #N/A | #N/A | #N/A | #N/A | #REF! | #REF! | #REF! | #REF! | #REF!
[10 empty] | #DIV/0! | #DIV/0! |  |  |  | #DIV/0! | #DIV/0! | [14 empty] | #N/A | #N/A | #N/A | #N/A | #N/A | #N/A | #N/A | #N/A | #REF! | #REF! | #REF! | #REF! | #REF!
[10 empty] | #DIV/0! | #DIV/0! |  |  |  | #DIV/0! | #DIV/0! | [14 empty] | #N/A | #N/A | #N/A | #N/A | #N/A | #N/A | #N/A | #N/A | #REF! | #REF! | #REF! | #REF! | #REF!
[10 empty] | #DIV/0! | #DIV/0! |  |  |  | #DIV/0! | #DIV/0! | [14 empty] | #N/A | #N/A | #N/A | #N/A | #N/A | #N/A | #N/A | #N/A | #REF! | #REF! | #REF! | #REF! | #REF!
[10 empty] | #DIV/0! | #DIV/0! |  |  |  | #DIV/0! | #DIV/0! | [14 empty] | #N/A | #N/A | #N/A | #N/A | #N/A | #N/A | #N/A | #N/A | #REF! | #REF! | #REF! | #REF! | #REF!
[10 empty] | #DIV/0! | #DIV/0! |  |  |  | #DIV/0! | #DIV/0! | [14 empty] | #N/A | #N/A | #N/A | #N/A | #N/A | #N/A | #N/A | #N/A | #REF! | #REF! | #REF! | #REF! | #REF!
[10 empty] | #DIV/0! | #DIV/0! |  |  |  | #DIV/0! | #DIV/0! | [14 empty] | #N/A | #N/A | #N/A | #N/A | #N/A | #N/A | #N/A | #N/A | #REF! | #REF! | #REF! | #REF! | #REF!
[10 empty] | #DIV/0! | #DIV/0! |  |  |  | #DIV/0! | #DIV/0! | [14 empty] | #N/A | #N/A | #N/A | #N/A | #N/A | #N/A | #N/A | #N/A | #REF! | #REF! | #REF! | #REF! | #REF!
[10 empty] | #DIV/0! | #DIV/0! |  |  |  | #DIV/0! | #DIV/0! | [14 empty] | #N/A | #N/A | #N/A | #N/A | #N/A | #N/A | #N/A | #N/A | #REF! | #REF! | #REF! | #REF! | #REF!
[10 empty] | #DIV/0! | #DIV/0! |  |  |  | #DIV/0! | #DIV/0! | [14 empty] | #N/A | #N/A | #N/A | #N/A | #N/A | #N/A | #N/A | #N/A | #REF! | #REF! | #REF! | #REF! | #REF!
[10 empty] | #DIV/0! | #DIV/0! |  |  |  | #DIV/0! | #DIV/0! | [14 empty] | #N/A | #N/A | #N/A | #N/A | #N/A | #N/A | #N/A | #N/A | #REF! | #REF! | #REF! | #REF! | #REF!
[10 empty] | #DIV/0! | #DIV/0! |  |  |  | #DIV/0! | #DIV/0! | [14 empty] | #N/A | #N/A | #N/A | #N/A | #N/A | #N/A | #N/A | #N/A | #REF! | #REF! | #REF! | #REF! | #REF!
[10 empty] | #DIV/0! | #DIV/0! |  |  |  | #DIV/0! | #DIV/0! | [14 empty] | #N/A | #N/A | #N/A | #N/A | #N/A | #N/A | #N/A | #N/A | #REF! | #REF! | #REF! | #REF! | #REF!
[10 empty] | #DIV/0! | #DIV/0! |  |  |  | #DIV/0! | #DIV/0! | [14 empty] | #N/A | #N/A | #N/A | #N/A | #N/A | #N/A | #N/A | #N/A | #REF! | #REF! | #REF! | #REF! | #REF!
[10 empty] | #DIV/0! | #DIV/0! |  |  |  | #DIV/0! | #DIV/0! | [14 empty] | #N/A | #N/A | #N/A | #N/A | #N/A | #N/A | #N/A | #N/A | #REF! | #REF! | #REF! | #REF! | #REF!
[10 empty] | #DIV/0! | #DIV/0! |  |  |  | #DIV/0! | #DIV/0! | [14 empty] | #N/A | #N/A | #N/A | #N/A | #N/A | #N/A | #N/A | #N/A | #REF! | #REF! | #REF! | #REF! | #REF!
[10 empty] | #DIV/0! | #DIV/0! |  |  |  | #DIV/0! | #DIV/0! | [14 empty] | #N/A | #N/A | #N/A | #N/A | #N/A | #N/A | #N/A | #N/A | #REF! | #REF! | #REF! | #REF! | #REF!
[10 empty] | #DIV/0! | #DIV/0! |  |  |  | #DIV/0! | #DIV/0! | [14 empty] | #N/A | #N/A | #N/A | #N/A | #N/A | #N/A | #N/A | #N/A | #REF! | #REF! | #REF! | #REF! | #REF!
[10 empty] | #DIV/0! | #DIV/0! |  |  |  | #DIV/0! | #DIV/0! | [14 empty] | #N/A | #N/A | #N/A | #N/A | #N/A | #N/A | #N/A | #N/A | #REF! | #REF! | #REF! | #REF! | #REF!
[10 empty] | #DIV/0! | #DIV/0! |  |  |  | #DIV/0! | #DIV/0! | [14 empty] | #N/A | #N/A | #N/A | #N/A | #N/A | #N/A | #N/A | #N/A | #REF! | #REF! | #REF! | #REF! | #REF!
[10 empty] | #DIV/0! | #DIV/0! |  |  |  | #DIV/0! | #DIV/0! | [14 empty] | #N/A | #N/A | #N/A | #N/A | #N/A | #N/A | #N/A | #N/A | #REF! | #REF! | #REF! | #REF! | #REF!
[10 empty] | #DIV/0! | #DIV/0! |  |  |  | #DIV/0! | #DIV/0! | [14 empty] | #N/A | #N/A | #N/A | #N/A | #N/A | #N/A | #N/A | #N/A | #REF! | #REF! | #REF! | #REF! | #REF!
[10 empty] | #DIV/0! | #DIV/0! |  |  |  | #DIV/0! | #DIV/0! | [14 empty] | #N/A | #N/A | #N/A | #N/A | #N/A | #N/A | #N/A | #N/A | #REF! | #REF! | #REF! | #REF! | #REF!
[10 empty] | #DIV/0! | #DIV/0! |  |  |  | #DIV/0! | #DIV/0! | [14 empty] | #N/A | #N/A | #N/A | #N/A | #N/A | #N/A | #N/A | #N/A | #REF! | #REF! | #REF! | #REF! | #REF!
[10 empty] | #DIV/0! | #DIV/0! |  |  |  | #DIV/0! | #DIV/0! | [14 empty] | #N/A | #N/A | #N/A | #N/A | #N/A | #N/A | #N/A | #N/A | #REF! | #REF! | #REF! | #REF! | #REF!
[10 empty] | #DIV/0! | #DIV/0! |  |  |  | #DIV/0! | #DIV/0! | [14 empty] | #N/A | #N/A | #N/A | #N/A | #N/A | #N/A | #N/A | #N/A | #REF! | #REF! | #REF! | #REF! | #REF!
[10 empty] | #DIV/0! | #DIV/0! |  |  |  | #DIV/0! | #DIV/0! | [14 empty] | #N/A | #N/A | #N/A | #N/A | #N/A | #N/A | #N/A | #N/A | #REF! | #REF! | #REF! | #REF! | #REF!
[10 empty] | #DIV/0! | #DIV/0! |  |  |  | #DIV/0! | #DIV/0! | [14 empty] | #N/A | #N/A | #N/A | #N/A | #N/A | #N/A | #N/A | #N/A | #REF! | #REF! | #REF! | #REF! | #REF!
[10 empty] | #DIV/0! | #DIV/0! |  |  |  | #DIV/0! | #DIV/0! | [14 empty] | #N/A | #N/A | #N/A | #N/A | #N/A | #N/A | #N/A | #N/A | #REF! | #REF! | #REF! | #REF! | #REF!
[10 empty] | #DIV/0! | #DIV/0! |  |  |  | #DIV/0! | #DIV/0! | [14 empty] | #N/A | #N/A | #N/A | #N/A | #N/A | #N/A | #N/A | #N/A | #REF! | #REF! | #REF! | #REF! | #REF!
[10 empty] | #DIV/0! | #DIV/0! |  |  |  | #DIV/0! | #DIV/0! | [14 empty] | #N/A | #N/A | #N/A | #N/A | #N/A | #N/A | #N/A | #N/A | #REF! | #REF! | #REF! | #REF! | #REF!
[10 empty] | #DIV/0! | #DIV/0! |  |  |  | #DIV/0! | #DIV/0! | [14 empty] | #N/A | #N/A | #N/A | #N/A | #N/A | #N/A | #N/A | #N/A | #REF! | #REF! | #REF! | #REF! | #REF!
[10 empty] | #DIV/0! | #DIV/0! |  |  |  | #DIV/0! | #DIV/0! | [14 empty] | #N/A | #N/A | #N/A | #N/A | #N/A | #N/A | #N/A | #N/A | #REF! | #REF! | #REF! | #REF! | #REF!
[10 empty] | #DIV/0! | #DIV/0! |  |  |  | #DIV/0! | #DIV/0! | [14 empty] | #N/A | #N/A | #N/A | #N/A | #N/A | #N/A | #N/A | #N/A | #REF! | #REF! | #REF! | #REF! | #REF!
[10 empty] | #DIV/0! | #DIV/0! |  |  |  | #DIV/0! | #DIV/0! | [14 empty] | #N/A | #N/A | #N/A | #N/A | #N/A | #N/A | #N/A | #N/A | #REF! | #REF! | #REF! | #REF! | #REF!
[10 empty] | #DIV/0! | #DIV/0! |  |  |  | #DIV/0! | #DIV/0! | [14 empty] | #N/A | #N/A | #N/A | #N/A | #N/A | #N/A | #N/A | #N/A | #REF! | #REF! | #REF! | #REF! | #REF!
[10 empty] | #DIV/0! | #DIV/0! |  |  |  | #DIV/0! | #DIV/0! | [14 empty] | #N/A | #N/A | #N/A | #N/A | #N/A | #N/A | #N/A | #N/A | #REF! | #REF! | #REF! | #REF! | #REF!
[10 empty] | #DIV/0! | #DIV/0! |  |  |  | #DIV/0! | #DIV/0! | [14 empty] | #N/A | #N/A | #N/A | #N/A | #N/A | #N/A | #N/A | #N/A | #REF! | #REF! | #REF! | #REF! | #REF!
[10 empty] | #DIV/0! | #DIV/0! |  |  |  | #DIV/0! | #DIV/0! | [14 empty] | #N/A | #N/A | #N/A | #N/A | #N/A | #N/A | #N/A | #N/A | #REF! | #REF! | #REF! | #REF! | #REF!
[10 empty] | #DIV/0! | #DIV/0! |  |  |  | #DIV/0! | #DIV/0! | [14 empty] | #N/A | #N/A | #N/A | #N/A | #N/A | #N/A | #N/A | #N/A | #REF! | #REF! | #REF! | #REF! | #REF!
[10 empty] | #DIV/0! | #DIV/0! |  |  |  | #DIV/0! | #DIV/0! | [14 empty] | #N/A | #N/A | #N/A | #N/A | #N/A | #N/A | #N/A | #N/A | #REF! | #REF! | #REF! | #REF! | #REF!
[10 empty] | #DIV/0! | #DIV/0! |  |  |  | #DIV/0! | #DIV/0! | [14 empty] | #N/A | #N/A | #N/A | #N/A | #N/A | #N/A | #N/A | #N/A | #REF! | #REF! | #REF! | #REF! | #REF!
[10 empty] | #DIV/0! | #DIV/0! |  |  |  | #DIV/0! | #DIV/0! | [14 empty] | #N/A | #N/A | #N/A | #N/A | #N/A | #N/A | #N/A | #N/A | #REF! | #REF! | #REF! | #REF! | #REF!
[10 empty] | #DIV/0! | #DIV/0! |  |  |  | #DIV/0! | #DIV/0! | [14 empty] | #N/A | #N/A | #N/A | #N/A | #N/A | #N/A | #N/A | #N/A | #REF! | #REF! | #REF! | #REF! | #REF!
[10 empty] | #DIV/0! | #DIV/0! |  |  |  | #DIV/0! | #DIV/0! | [14 empty] | #N/A | #N/A | #N/A | #N/A | #N/A | #N/A | #N/A | #N/A | #REF! | #REF! | #REF! | #REF! | #REF!
[10 empty] | #DIV/0! | #DIV/0! |  |  |  | #DIV/0! | #DIV/0! | [14 empty] | #N/A | #N/A | #N/A | #N/A | #N/A | #N/A | #N/A | #N/A | #REF! | #REF! | #REF! | #REF! | #REF!
[10 empty] | #DIV/0! | #DIV/0! |  |  |  | #DIV/0! | #DIV/0! | [14 empty] | #N/A | #N/A | #N/A | #N/A | #N/A | #N/A | #N/A | #N/A | #REF! | #REF! | #REF! | #REF! | #REF!
[10 empty] | #DIV/0! | #DIV/0! |  |  |  | #DIV/0! | #DIV/0! | [14 empty] | #N/A | #N/A | #N/A | #N/A | #N/A | #N/A | #N/A | #N/A | #REF! | #REF! | #REF! | #REF! | #REF!
[10 empty] | #DIV/0! | #DIV/0! |  |  |  | #DIV/0! | #DIV/0! | [14 empty] | #N/A | #N/A | #N/A | #N/A | #N/A | #N/A | #N/A | #N/A | #REF! | #REF! | #REF! | #REF! | #REF!
[10 empty] | #DIV/0! | #DIV/0! |  |  |  | #DIV/0! | #DIV/0! | [14 empty] | #N/A | #N/A | #N/A | #N/A | #N/A | #N/A | #N/A | #N/A | #REF! | #REF! | #REF! | #REF! | #REF!
[10 empty] | #DIV/0! | #DIV/0! |  |  |  | #DIV/0! | #DIV/0! | [14 empty] | #N/A | #N/A | #N/A | #N/A | #N/A | #N/A | #N/A | #N/A | #REF! | #REF! | #REF! | #REF! | #REF!
[10 empty] | #DIV/0! | #DIV/0! |  |  |  | #DIV/0! | #DIV/0! | [14 empty] | #N/A | #N/A | #N/A | #N/A | #N/A | #N/A | #N/A | #N/A | #REF! | #REF! | #REF! | #REF! | #REF!
[10 empty] | #DIV/0! | #DIV/0! |  |  |  | #DIV/0! | #DIV/0! | [14 empty] | #N/A | #N/A | #N/A | #N/A | #N/A | #N/A | #N/A | #N/A | #REF! | #REF! | #REF! | #REF! | #REF!
[10 empty] | #DIV/0! | #DIV/0! |  |  |  | #DIV/0! | #DIV/0! | [14 empty] | #N/A | #N/A | #N/A | #N/A | #N/A | #N/A | #N/A | #N/A | #REF! | #REF! | #REF! | #REF! | #REF!
[10 empty] | #DIV/0! | #DIV/0! |  |  |  | #DIV/0! | #DIV/0! | [14 empty] | #N/A | #N/A | #N/A | #N/A | #N/A | #N/A | #N/A | #N/A | #REF! | #REF! | #REF! | #REF! | #REF!
[10 empty] | #DIV/0! | #DIV/0! |  |  |  | #DIV/0! | #DIV/0! | [14 empty] | #N/A | #N/A | #N/A | #N/A | #N/A | #N/A | #N/A | #N/A | #REF! | #REF! | #REF! | #REF! | #REF!
[10 empty] | #DIV/0! | #DIV/0! |  |  |  | #DIV/0! | #DIV/0! | [14 empty] | #N/A | #N/A | #N/A | #N/A | #N/A | #N/A | #N/A | #N/A | #REF! | #REF! | #REF! | #REF! | #REF!
[10 empty] | #DIV/0! | #DIV/0! |  |  |  | #DIV/0! | #DIV/0! | [14 empty] | #N/A | #N/A | #N/A | #N/A | #N/A | #N/A | #N/A | #N/A | #REF! | #REF! | #REF! | #REF! | #REF!
[10 empty] | #DIV/0! | #DIV/0! |  |  |  | #DIV/0! | #DIV/0! | [14 empty] | #N/A | #N/A | #N/A | #N/A | #N/A | #N/A | #N/A | #N/A | #REF! | #REF! | #REF! | #REF! | #REF!
[10 empty] | #DIV/0! | #DIV/0! |  |  |  | #DIV/0! | #DIV/0! | [14 empty] | #N/A | #N/A | #N/A | #N/A | #N/A | #N/A | #N/A | #N/A | #REF! | #REF! | #REF! | #REF! | #REF!
[10 empty] | #DIV/0! | #DIV/0! |  |  |  | #DIV/0! | #DIV/0! | [14 empty] | #N/A | #N/A | #N/A | #N/A | #N/A | #N/A | #N/A | #N/A | #REF! | #REF! | #REF! | #REF! | #REF!
[10 empty] | #DIV/0! | #DIV/0! |  |  |  | #DIV/0! | #DIV/0! | [14 empty] | #N/A | #N/A | #N/A | #N/A | #N/A | #N/A | #N/A | #N/A | #REF! | #REF! | #REF! | #REF! | #REF!
[10 empty] | #DIV/0! | #DIV/0! |  |  |  | #DIV/0! | #DIV/0! | [14 empty] | #N/A | #N/A | #N/A | #N/A | #N/A | #N/A | #N/A | #N/A | #REF! | #REF! | #REF! | #REF! | #REF!
[10 empty] | #DIV/0! | #DIV/0! |  |  |  | #DIV/0! | #DIV/0! | [14 empty] | #N/A | #N/A | #N/A | #N/A | #N/A | #N/A | #N/A | #N/A | #REF! | #REF! | #REF! | #REF! | #REF!
[10 empty] | #DIV/0! | #DIV/0! |  |  |  | #DIV/0! | #DIV/0! | [14 empty] | #N/A | #N/A | #N/A | #N/A | #N/A | #N/A | #N/A | #N/A | #REF! | #REF! | #REF! | #REF! | #REF!
[10 empty] | #DIV/0! | #DIV/0! |  |  |  | #DIV/0! | #DIV/0! | [14 empty] | #N/A | #N/A | #N/A | #N/A | #N/A | #N/A | #N/A | #N/A | #REF! | #REF! | #REF! | #REF! | #REF!
[10 empty] | #DIV/0! | #DIV/0! |  |  |  | #DIV/0! | #DIV/0! | [14 empty] | #N/A | #N/A | #N/A | #N/A | #N/A | #N/A | #N/A | #N/A | #REF! | #REF! | #REF! | #REF! | #REF!
[10 empty] | #DIV/0! | #DIV/0! |  |  |  | #DIV/0! | #DIV/0! | [14 empty] | #N/A | #N/A | #N/A | #N/A | #N/A | #N/A | #N/A | #N/A | #REF! | #REF! | #REF! | #REF! | #REF!
[10 empty] | #DIV/0! | #DIV/0! |  |  |  | #DIV/0! | #DIV/0! | [14 empty] | #N/A | #N/A | #N/A | #N/A | #N/A | #N/A | #N/A | #N/A | #REF! | #REF! | #REF! | #REF! | #REF!
[10 empty] | #DIV/0! | #DIV/0! |  |  |  | #DIV/0! | #DIV/0! | [14 empty] | #N/A | #N/A | #N/A | #N/A | #N/A | #N/A | #N/A | #N/A | #REF! | #REF! | #REF! | #REF! | #REF!
[10 empty] | #DIV/0! | #DIV/0! |  |  |  | #DIV/0! | #DIV/0! | [14 empty] | #N/A | #N/A | #N/A | #N/A | #N/A | #N/A | #N/A | #N/A | #REF! | #REF! | #REF! | #REF! | #REF!
[10 empty] | #DIV/0! | #DIV/0! |  |  |  | #DIV/0! | #DIV/0! | [14 empty] | #N/A | #N/A | #N/A | #N/A | #N/A | #N/A | #N/A | #N/A | #REF! | #REF! | #REF! | #REF! | #REF!
[10 empty] | #DIV/0! | #DIV/0! |  |  |  | #DIV/0! | #DIV/0! | [14 empty] | #N/A | #N/A | #N/A | #N/A | #N/A | #N/A | #N/A | #N/A | #REF! | #REF! | #REF! | #REF! | #REF!
[10 empty] | #DIV/0! | #DIV/0! |  |  |  | #DIV/0! | #DIV/0! | [14 empty] | #N/A | #N/A | #N/A | #N/A | #N/A | #N/A | #N/A | #N/A | #REF! | #REF! | #REF! | #REF! | #REF!
[10 empty] | #DIV/0! | #DIV/0! |  |  |  | #DIV/0! | #DIV/0! | [14 empty] | #N/A | #N/A | #N/A | #N/A | #N/A | #N/A | #N/A | #N/A | #REF! | #REF! | #REF! | #REF! | #REF!
[10 empty] | #DIV/0! | #DIV/0! |  |  |  | #DIV/0! | #DIV/0! | [14 empty] | #N/A | #N/A | #N/A | #N/A | #N/A | #N/A | #N/A | #N/A | #REF! | #REF! | #REF! | #REF! | #REF!
[10 empty] | #DIV/0! | #DIV/0! |  |  |  | #DIV/0! | #DIV/0! | [14 empty] | #N/A | #N/A | #N/A | #N/A | #N/A | #N/A | #N/A | #N/A | #REF! | #REF! | #REF! | #REF! | #REF!
[10 empty] | #DIV/0! | #DIV/0! |  |  |  | #DIV/0! | #DIV/0! | [14 empty] | #N/A | #N/A | #N/A | #N/A | #N/A | #N/A | #N/A | #N/A | #REF! | #REF! | #REF! | #REF! | #REF!
[10 empty] | #DIV/0! | #DIV/0! |  |  |  | #DIV/0! | #DIV/0! | [14 empty] | #N/A | #N/A | #N/A | #N/A | #N/A | #N/A | #N/A | #N/A | #REF! | #REF! | #REF! | #REF! | #REF!
[10 empty] | #DIV/0! | #DIV/0! |  |  |  | #DIV/0! | #DIV/0! | [14 empty] | #N/A | #N/A | #N/A | #N/A | #N/A | #N/A | #N/A | #N/A | #REF! | #REF! | #REF! | #REF! | #REF!
[10 empty] | #DIV/0! | #DIV/0! |  |  |  | #DIV/0! | #DIV/0! | [14 empty] | #N/A | #N/A | #N/A | #N/A | #N/A | #N/A | #N/A | #N/A | #REF! | #REF! | #REF! | #REF! | #REF!
[10 empty] | #DIV/0! | #DIV/0! |  |  |  | #DIV/0! | #DIV/0! | [14 empty] | #N/A | #N/A | #N/A | #N/A | #N/A | #N/A | #N/A | #N/A | #REF! | #REF! | #REF! | #REF! | #REF!
[10 empty] | #DIV/0! | #DIV/0! |  |  |  | #DIV/0! | #DIV/0! | [14 empty] | #N/A | #N/A | #N/A | #N/A | #N/A | #N/A | #N/A | #N/A | #REF! | #REF! | #REF! | #REF! | #REF!
[10 empty] | #DIV/0! | #DIV/0! |  |  |  | #DIV/0! | #DIV/0! | [14 empty] | #N/A | #N/A | #N/A | #N/A | #N/A | #N/A | #N/A | #N/A | #REF! | #REF! | #REF! | #REF! | #REF!
[10 empty] | #DIV/0! | #DIV/0! |  |  |  | #DIV/0! | #DIV/0! | [14 empty] | #N/A | #N/A | #N/A | #N/A | #N/A | #N/A | #N/A | #N/A | #REF! | #REF! | #REF! | #REF! | #REF!
[10 empty] | #DIV/0! | #DIV/0! |  |  |  | #DIV/0! | #DIV/0! | [14 empty] | #N/A | #N/A | #N/A | #N/A | #N/A | #N/A | #N/A | #N/A | #REF! | #REF! | #REF! | #REF! | #REF!
[10 empty] | #DIV/0! | #DIV/0! |  |  |  | #DIV/0! | #DIV/0! | [14 empty] | #N/A | #N/A | #N/A | #N/A | #N/A | #N/A | #N/A | #N/A | #REF! | #REF! | #REF! | #REF! | #REF!
[10 empty] | #DIV/0! | #DIV/0! |  |  |  | #DIV/0! | #DIV/0! | [14 empty] | #N/A | #N/A | #N/A | #N/A | #N/A | #N/A | #N/A | #N/A | #REF! | #REF! | #REF! | #REF! | #REF!
[10 empty] | #DIV/0! | #DIV/0! |  |  |  | #DIV/0! | #DIV/0! | [14 empty] | #N/A | #N/A | #N/A | #N/A | #N/A | #N/A | #N/A | #N/A | #REF! | #REF! | #REF! | #REF! | #REF!
[10 empty] | #DIV/0! | #DIV/0! |  |  |  | #DIV/0! | #DIV/0! | [14 empty] | #N/A | #N/A | #N/A | #N/A | #N/A | #N/A | #N/A | #N/A | #REF! | #REF! | #REF! | #REF! | #REF!
[10 empty] | #DIV/0! | #DIV/0! |  |  |  | #DIV/0! | #DIV/0! | [14 empty] | #N/A | #N/A | #N/A | #N/A | #N/A | #N/A | #N/A | #N/A | #REF! | #REF! | #REF! | #REF! | #REF!
[10 empty] | #DIV/0! | #DIV/0! |  |  |  | #DIV/0! | #DIV/0! | [14 empty] | #N/A | #N/A | #N/A | #N/A | #N/A | #N/A | #N/A | #N/A | #REF! | #REF! | #REF! | #REF! | #REF!
[10 empty] | #DIV/0! | #DIV/0! |  |  |  | #DIV/0! | #DIV/0! | [14 empty] | #N/A | #N/A | #N/A | #N/A | #N/A | #N/A | #N/A | #N/A | #REF! | #REF! | #REF! | #REF! | #REF!
[10 empty] | #DIV/0! | #DIV/0! |  |  |  | #DIV/0! | #DIV/0! | [14 empty] | #N/A | #N/A | #N/A | #N/A | #N/A | #N/A | #N/A | #N/A | #REF! | #REF! | #REF! | #REF! | #REF!
[10 empty] | #DIV/0! | #DIV/0! |  |  |  | #DIV/0! | #DIV/0! | [14 empty] | #N/A | #N/A | #N/A | #N/A | #N/A | #N/A | #N/A | #N/A | #REF! | #REF! | #REF! | #REF! | #REF!
[10 empty] | #DIV/0! | #DIV/0! |  |  |  | #DIV/0! | #DIV/0! | [14 empty] | #N/A | #N/A | #N/A | #N/A | #N/A | #N/A | #N/A | #N/A | #REF! | #REF! | #REF! | #REF! | #REF!
[10 empty] | #DIV/0! | #DIV/0! |  |  |  | #DIV/0! | #DIV/0! | [14 empty] | #N/A | #N/A | #N/A | #N/A | #N/A | #N/A | #N/A | #N/A | #REF! | #REF! | #REF! | #REF! | #REF!
[10 empty] | #DIV/0! | #DIV/0! |  |  |  | #DIV/0! | #DIV/0! | [14 empty] | #N/A | #N/A | #N/A | #N/A | #N/A | #N/A | #N/A | #N/A | #REF! | #REF! | #REF! | #REF! | #REF!
[10 empty] | #DIV/0! | #DIV/0! |  |  |  | #DIV/0! | #DIV/0! | [14 empty] | #N/A | #N/A | #N/A | #N/A | #N/A | #N/A | #N/A | #N/A | #REF! | #REF! | #REF! | #REF! | #REF!
[10 empty] | #DIV/0! | #DIV/0! |  |  |  | #DIV/0! | #DIV/0! | [14 empty] | #N/A | #N/A | #N/A | #N/A | #N/A | #N/A | #N/A | #N/A | #REF! | #REF! | #REF! | #REF! | #REF!
[10 empty] | #DIV/0! | #DIV/0! |  |  |  | #DIV/0! | #DIV/0! | [14 empty] | #N/A | #N/A | #N/A | #N/A | #N/A | #N/A | #N/A | #N/A | #REF! | #REF! | #REF! | #REF! | #REF!
[10 empty] | #DIV/0! | #DIV/0! |  |  |  | #DIV/0! | #DIV/0! | [14 empty] | #N/A | #N/A | #N/A | #N/A | #N/A | #N/A | #N/A | #N/A | #REF! | #REF! | #REF! | #REF! | #REF!
[10 empty] | #DIV/0! | #DIV/0! |  |  |  | #DIV/0! | #DIV/0! | [14 empty] | #N/A | #N/A | #N/A | #N/A | #N/A | #N/A | #N/A | #N/A | #REF! | #REF! | #REF! | #REF! | #REF!
[10 empty] | #DIV/0! | #DIV/0! |  |  |  | #DIV/0! | #DIV/0! | [14 empty] | #N/A | #N/A | #N/A | #N/A | #N/A | #N/A | #N/A | #N/A | #REF! | #REF! | #REF! | #REF! | #REF!
[10 empty] | #DIV/0! | #DIV/0! |  |  |  | #DIV/0! | #DIV/0! | [14 empty] | #N/A | #N/A | #N/A | #N/A | #N/A | #N/A | #N/A | #N/A | #REF! | #REF! | #REF! | #REF! | #REF!
[10 empty] | #DIV/0! | #DIV/0! |  |  |  | #DIV/0! | #DIV/0! | [14 empty] | #N/A | #N/A | #N/A | #N/A | #N/A | #N/A | #N/A | #N/A | #REF! | #REF! | #REF! | #REF! | #REF!
[10 empty] | #DIV/0! | #DIV/0! |  |  |  | #DIV/0! | #DIV/0! | [14 empty] | #N/A | #N/A | #N/A | #N/A | #N/A | #N/A | #N/A | #N/A | #REF! | #REF! | #REF! | #REF! | #REF!
[10 empty] | #DIV/0! | #DIV/0! |  |  |  | #DIV/0! | #DIV/0! | [14 empty] | #N/A | #N/A | #N/A | #N/A | #N/A | #N/A | #N/A | #N/A | #REF! | #REF! | #REF! | #REF! | #REF!
[10 empty] | #DIV/0! | #DIV/0! |  |  |  | #DIV/0! | #DIV/0! | [14 empty] | #N/A | #N/A | #N/A | #N/A | #N/A | #N/A | #N/A | #N/A | #REF! | #REF! | #REF! | #REF! | #REF!
[10 empty] | #DIV/0! | #DIV/0! |  |  |  | #DIV/0! | #DIV/0! | [14 empty] | #N/A | #N/A | #N/A | #N/A | #N/A | #N/A | #N/A | #N/A | #REF! | #REF! | #REF! | #REF! | #REF!
[10 empty] | #DIV/0! | #DIV/0! |  |  |  | #DIV/0! | #DIV/0! | [14 empty] | #N/A | #N/A | #N/A | #N/A | #N/A | #N/A | #N/A | #N/A | #REF! | #REF! | #REF! | #REF! | #REF!
[10 empty] | #DIV/0! | #DIV/0! |  |  |  | #DIV/0! | #DIV/0! | [14 empty] | #N/A | #N/A | #N/A | #N/A | #N/A | #N/A | #N/A | #N/A | #REF! | #REF! | #REF! | #REF! | #REF!
[10 empty] | #DIV/0! | #DIV/0! |  |  |  | #DIV/0! | #DIV/0! | [14 empty] | #N/A | #N/A | #N/A | #N/A | #N/A | #N/A | #N/A | #N/A | #REF! | #REF! | #REF! | #REF! | #REF!
[10 empty] | #DIV/0! | #DIV/0! |  |  |  | #DIV/0! | #DIV/0! | [14 empty] | #N/A | #N/A | #N/A | #N/A | #N/A | #N/A | #N/A | #N/A | #REF! | #REF! | #REF! | #REF! | #REF!
[10 empty] | #DIV/0! | #DIV/0! |  |  |  | #DIV/0! | #DIV/0! | [14 empty] | #N/A | #N/A | #N/A | #N/A | #N/A | #N/A | #N/A | #N/A | #REF! | #REF! | #REF! | #REF! | #REF!
[10 empty] | #DIV/0! | #DIV/0! |  |  |  | #DIV/0! | #DIV/0! | [14 empty] | #N/A | #N/A | #N/A | #N/A | #N/A | #N/A | #N/A | #N/A | #REF! | #REF! | #REF! | #REF! | #REF!
[10 empty] | #DIV/0! | #DIV/0! |  |  |  | #DIV/0! | #DIV/0! | [14 empty] | #N/A | #N/A | #N/A | #N/A | #N/A | #N/A | #N/A | #N/A | #REF! | #REF! | #REF! | #REF! | #REF!
[10 empty] | #DIV/0! | #DIV/0! |  |  |  | #DIV/0! | #DIV/0! | [14 empty] | #N/A | #N/A | #N/A | #N/A | #N/A | #N/A | #N/A | #N/A | #REF! | #REF! | #REF! | #REF! | #REF!
[10 empty] | #DIV/0! | #DIV/0! |  |  |  | #DIV/0! | #DIV/0! | [14 empty] | #N/A | #N/A | #N/A | #N/A | #N/A | #N/A | #N/A | #N/A | #REF! | #REF! | #REF! | #REF! | #REF!
[10 empty] | #DIV/0! | #DIV/0! |  |  |  | #DIV/0! | #DIV/0! | [14 empty] | #N/A | #N/A | #N/A | #N/A | #N/A | #N/A | #N/A | #N/A | #REF! | #REF! | #REF! | #REF! | #REF!
[10 empty] | #DIV/0! | #DIV/0! |  |  |  | #DIV/0! | #DIV/0! | [14 empty] | #N/A | #N/A | #N/A | #N/A | #N/A | #N/A | #N/A | #N/A | #REF! | #REF! | #REF! | #REF! | #REF!
[10 empty] | #DIV/0! | #DIV/0! |  |  |  | #DIV/0! | #DIV/0! | [14 empty] | #N/A | #N/A | #N/A | #N/A | #N/A | #N/A | #N/A | #N/A | #REF! | #REF! | #REF! | #REF! | #REF!
[10 empty] | #DIV/0! | #DIV/0! |  |  |  | #DIV/0! | #DIV/0! | [14 empty] | #N/A | #N/A | #N/A | #N/A | #N/A | #N/A | #N/A | #N/A | #REF! | #REF! | #REF! | #REF! | #REF!
[10 empty] | #DIV/0! | #DIV/0! |  |  |  | #DIV/0! | #DIV/0! | [14 empty] | #N/A | #N/A | #N/A | #N/A | #N/A | #N/A | #N/A | #N/A | #REF! | #REF! | #REF! | #REF! | #REF!
[10 empty] | #DIV/0! | #DIV/0! |  |  |  | #DIV/0! | #DIV/0! | [14 empty] | #N/A | #N/A | #N/A | #N/A | #N/A | #N/A | #N/A | #N/A | #REF! | #REF! | #REF! | #REF! | #REF!
[10 empty] | #DIV/0! | #DIV/0! |  |  |  | #DIV/0! | #DIV/0! | [14 empty] | #N/A | #N/A | #N/A | #N/A | #N/A | #N/A | #N/A | #N/A | #REF! | #REF! | #REF! | #REF! | #REF!
[10 empty] | #DIV/0! | #DIV/0! |  |  |  | #DIV/0! | #DIV/0! | [14 empty] | #N/A | #N/A | #N/A | #N/A | #N/A | #N/A | #N/A | #N/A | #REF! | #REF! | #REF! | #REF! | #REF!
[10 empty] | #DIV/0! | #DIV/0! |  |  |  | #DIV/0! | #DIV/0! | [14 empty] | #N/A | #N/A | #N/A | #N/A | #N/A | #N/A | #N/A | #N/A | #REF! | #REF! | #REF! | #REF! | #REF!
[10 empty] | #DIV/0! | #DIV/0! |  |  |  | #DIV/0! | #DIV/0! | [14 empty] | #N/A | #N/A | #N/A | #N/A | #N/A | #N/A | #N/A | #N/A | #REF! | #REF! | #REF! | #REF! | #REF!
[10 empty] | #DIV/0! | #DIV/0! |  |  |  | #DIV/0! | #DIV/0! | [14 empty] | #N/A | #N/A | #N/A | #N/A | #N/A | #N/A | #N/A | #N/A | #REF! | #REF! | #REF! | #REF! | #REF!
[10 empty] | #DIV/0! | #DIV/0! |  |  |  | #DIV/0! | #DIV/0! | [14 empty] | #N/A | #N/A | #N/A | #N/A | #N/A | #N/A | #N/A | #N/A | #REF! | #REF! | #REF! | #REF! | #REF!
[10 empty] | #DIV/0! | #DIV/0! |  |  |  | #DIV/0! | #DIV/0! | [14 empty] | #N/A | #N/A | #N/A | #N/A | #N/A | #N/A | #N/A | #N/A | #REF! | #REF! | #REF! | #REF! | #REF!
[10 empty] | #DIV/0! | #DIV/0! |  |  |  | #DIV/0! | #DIV/0! | [14 empty] | #N/A | #N/A | #N/A | #N/A | #N/A | #N/A | #N/A | #N/A | #REF! | #REF! | #REF! | #REF! | #REF!
[10 empty] | #DIV/0! | #DIV/0! |  |  |  | #DIV/0! | #DIV/0! | [14 empty] | #N/A | #N/A | #N/A | #N/A | #N/A | #N/A | #N/A | #N/A | #REF! | #REF! | #REF! | #REF! | #REF!
[10 empty] | #DIV/0! | #DIV/0! |  |  |  | #DIV/0! | #DIV/0! | [14 empty] | #N/A | #N/A | #N/A | #N/A | #N/A | #N/A | #N/A | #N/A | #REF! | #REF! | #REF! | #REF! | #REF!
[10 empty] | #DIV/0! | #DIV/0! |  |  |  | #DIV/0! | #DIV/0! | [14 empty] | #N/A | #N/A | #N/A | #N/A | #N/A | #N/A | #N/A | #N/A | #REF! | #REF! | #REF! | #REF! | #REF!
[10 empty] | #DIV/0! | #DIV/0! |  |  |  | #DIV/0! | #DIV/0! | [14 empty] | #N/A | #N/A | #N/A | #N/A | #N/A | #N/A | #N/A | #N/A | #REF! | #REF! | #REF! | #REF! | #REF!
[10 empty] | #DIV/0! | #DIV/0! |  |  |  | #DIV/0! | #DIV/0! | [14 empty] | #N/A | #N/A | #N/A | #N/A | #N/A | #N/A | #N/A | #N/A | #REF! | #REF! | #REF! | #REF! | #REF!
[10 empty] | #DIV/0! | #DIV/0! |  |  |  | #DIV/0! | #DIV/0! | [14 empty] | #N/A | #N/A | #N/A | #N/A | #N/A | #N/A | #N/A | #N/A | #REF! | #REF! | #REF! | #REF! | #REF!
[10 empty] | #DIV/0! | #DIV/0! |  |  |  | #DIV/0! | #DIV/0! | [14 empty] | #N/A | #N/A | #N/A | #N/A | #N/A | #N/A | #N/A | #N/A | #REF! | #REF! | #REF! | #REF! | #REF!
[10 empty] | #DIV/0! | #DIV/0! |  |  |  | #DIV/0! | #DIV/0! | [14 empty] | #N/A | #N/A | #N/A | #N/A | #N/A | #N/A | #N/A | #N/A | #REF! | #REF! | #REF! | #REF! | #REF!
[10 empty] | #DIV/0! | #DIV/0! |  |  |  | #DIV/0! | #DIV/0! | [14 empty] | #N/A | #N/A | #N/A | #N/A | #N/A | #N/A | #N/A | #N/A | #REF! | #REF! | #REF! | #REF! | #REF!
[10 empty] | #DIV/0! | #DIV/0! |  |  |  | #DIV/0! | #DIV/0! | [14 empty] | #N/A | #N/A | #N/A | #N/A | #N/A | #N/A | #N/A | #N/A | #REF! | #REF! | #REF! | #REF! | #REF!
[10 empty] | #DIV/0! | #DIV/0! |  |  |  | #DIV/0! | #DIV/0! | [14 empty] | #N/A | #N/A | #N/A | #N/A | #N/A | #N/A | #N/A | #N/A | #REF! | #REF! | #REF! | #REF! | #REF!
[10 empty] | #DIV/0! | #DIV/0! |  |  |  | #DIV/0! | #DIV/0! | [14 empty] | #N/A | #N/A | #N/A | #N/A | #N/A | #N/A | #N/A | #N/A | #REF! | #REF! | #REF! | #REF! | #REF!
[10 empty] | #DIV/0! | #DIV/0! |  |  |  | #DIV/0! | #DIV/0! | [14 empty] | #N/A | #N/A | #N/A | #N/A | #N/A | #N/A | #N/A | #N/A | #REF! | #REF! | #REF! | #REF! | #REF!
[10 empty] | #DIV/0! | #DIV/0! |  |  |  | #DIV/0! | #DIV/0! | [14 empty] | #N/A | #N/A | #N/A | #N/A | #N/A | #N/A | #N/A | #N/A | #REF! | #REF! | #REF! | #REF! | #REF!
[10 empty] | #DIV/0! | #DIV/0! |  |  |  | #DIV/0! | #DIV/0! | [14 empty] | #N/A | #N/A | #N/A | #N/A | #N/A | #N/A | #N/A | #N/A | #REF! | #REF! | #REF! | #REF! | #REF!
[10 empty] | #DIV/0! | #DIV/0! |  |  |  | #DIV/0! | #DIV/0! | [14 empty] | #N/A | #N/A | #N/A | #N/A | #N/A | #N/A | #N/A | #N/A | #REF! | #REF! | #REF! | #REF! | #REF!
[10 empty] | #DIV/0! | #DIV/0! |  |  |  | #DIV/0! | #DIV/0! | [14 empty] | #N/A | #N/A | #N/A | #N/A | #N/A | #N/A | #N/A | #N/A | #REF! | #REF! | #REF! | #REF! | #REF!
[10 empty] | #DIV/0! | #DIV/0! |  |  |  | #DIV/0! | #DIV/0! | [14 empty] | #N/A | #N/A | #N/A | #N/A | #N/A | #N/A | #N/A | #N/A | #REF! | #REF! | #REF! | #REF! | #REF!
[10 empty] | #DIV/0! | #DIV/0! |  |  |  | #DIV/0! | #DIV/0! | [14 empty] | #N/A | #N/A | #N/A | #N/A | #N/A | #N/A | #N/A | #N/A | #REF! | #REF! | #REF! | #REF! | #REF!
[10 empty] | #DIV/0! | #DIV/0! |  |  |  | #DIV/0! | #DIV/0! | [14 empty] | #N/A | #N/A | #N/A | #N/A | #N/A | #N/A | #N/A | #N/A | #REF! | #REF! | #REF! | #REF! | #REF!
[10 empty] | #DIV/0! | #DIV/0! |  |  |  | #DIV/0! | #DIV/0! | [14 empty] | #N/A | #N/A | #N/A | #N/A | #N/A | #N/A | #N/A | #N/A | #REF! | #REF! | #REF! | #REF! | #REF!
[10 empty] | #DIV/0! | #DIV/0! |  |  |  | #DIV/0! | #DIV/0! | [14 empty] | #N/A | #N/A | #N/A | #N/A | #N/A | #N/A | #N/A | #N/A | #REF! | #REF! | #REF! | #REF! | #REF!
[10 empty] | #DIV/0! | #DIV/0! |  |  |  | #DIV/0! | #DIV/0! | [14 empty] | #N/A | #N/A | #N/A | #N/A | #N/A | #N/A | #N/A | #N/A | #REF! | #REF! | #REF! | #REF! | #REF!
[10 empty] | #DIV/0! | #DIV/0! |  |  |  | #DIV/0! | #DIV/0! | [14 empty] | #N/A | #N/A | #N/A | #N/A | #N/A | #N/A | #N/A | #N/A | #REF! | #REF! | #REF! | #REF! | #REF!
[10 empty] | #DIV/0! | #DIV/0! |  |  |  | #DIV/0! | #DIV/0! | [14 empty] | #N/A | #N/A | #N/A | #N/A | #N/A | #N/A | #N/A | #N/A | #REF! | #REF! | #REF! | #REF! | #REF!
[10 empty] | #DIV/0! | #DIV/0! |  |  |  | #DIV/0! | #DIV/0! | [14 empty] | #N/A | #N/A | #N/A | #N/A | #N/A | #N/A | #N/A | #N/A | #REF! | #REF! | #REF! | #REF! | #REF!
[10 empty] | #DIV/0! | #DIV/0! |  |  |  | #DIV/0! | #DIV/0! | [14 empty] | #N/A | #N/A | #N/A | #N/A | #N/A | #N/A | #N/A | #N/A | #REF! | #REF! | #REF! | #REF! | #REF!
[10 empty] | #DIV/0! | #DIV/0! |  |  |  | #DIV/0! | #DIV/0! | [14 empty] | #N/A | #N/A | #N/A | #N/A | #N/A | #N/A | #N/A | #N/A | #REF! | #REF! | #REF! | #REF! | #REF!
[10 empty] | #DIV/0! | #DIV/0! |  |  |  | #DIV/0! | #DIV/0! | [14 empty] | #N/A | #N/A | #N/A | #N/A | #N/A | #N/A | #N/A | #N/A | #REF! | #REF! | #REF! | #REF! | #REF!
[10 empty] | #DIV/0! | #DIV/0! |  |  |  | #DIV/0! | #DIV/0! | [14 empty] | #N/A | #N/A | #N/A | #N/A | #N/A | #N/A | #N/A | #N/A | #REF! | #REF! | #REF! | #REF! | #REF!
[10 empty] | #DIV/0! | #DIV/0! |  |  |  | #DIV/0! | #DIV/0! | [14 empty] | #N/A | #N/A | #N/A | #N/A | #N/A | #N/A | #N/A | #N/A | #REF! | #REF! | #REF! | #REF! | #REF!
[10 empty] | #DIV/0! | #DIV/0! |  |  |  | #DIV/0! | #DIV/0! | [14 empty] | #N/A | #N/A | #N/A | #N/A | #N/A | #N/A | #N/A | #N/A | #REF! | #REF! | #REF! | #REF! | #REF!
[10 empty] | #DIV/0! | #DIV/0! |  |  |  | #DIV/0! | #DIV/0! | [14 empty] | #N/A | #N/A | #N/A | #N/A | #N/A | #N/A | #N/A | #N/A | #REF! | #REF! | #REF! | #REF! | #REF!
[10 empty] | #DIV/0! | #DIV/0! |  |  |  | #DIV/0! | #DIV/0! | [14 empty] | #N/A | #N/A | #N/A | #N/A | #N/A | #N/A | #N/A | #N/A | #REF! | #REF! | #REF! | #REF! | #REF!
[10 empty] | #DIV/0! | #DIV/0! |  |  |  | #DIV/0! | #DIV/0! | [14 empty] | #N/A | #N/A | #N/A | #N/A | #N/A | #N/A | #N/A | #N/A | #REF! | #REF! | #REF! | #REF! | #REF!
[10 empty] | #DIV/0! | #DIV/0! |  |  |  | #DIV/0! | #DIV/0! | [14 empty] | #N/A | #N/A | #N/A | #N/A | #N/A | #N/A | #N/A | #N/A | #REF! | #REF! | #REF! | #REF! | #REF!
[10 empty] | #DIV/0! | #DIV/0! |  |  |  | #DIV/0! | #DIV/0! | [14 empty] | #N/A | #N/A | #N/A | #N/A | #N/A | #N/A | #N/A | #N/A | #REF! | #REF! | #REF! | #REF! | #REF!
[10 empty] | #DIV/0! | #DIV/0! |  |  |  | #DIV/0! | #DIV/0! | [14 empty] | #N/A | #N/A | #N/A | #N/A | #N/A | #N/A | #N/A | #N/A | #REF! | #REF! | #REF! | #REF! | #REF!
[10 empty] | #DIV/0! | #DIV/0! |  |  |  | #DIV/0! | #DIV/0! | [14 empty] | #N/A | #N/A | #N/A | #N/A | #N/A | #N/A | #N/A | #N/A | #REF! | #REF! | #REF! | #REF! | #REF!
[10 empty] | #DIV/0! | #DIV/0! |  |  |  | #DIV/0! | #DIV/0! | [14 empty] | #N/A | #N/A | #N/A | #N/A | #N/A | #N/A | #N/A | #N/A | #REF! | #REF! | #REF! | #REF! | #REF!
[10 empty] | #DIV/0! | #DIV/0! |  |  |  | #DIV/0! | #DIV/0! | [14 empty] | #N/A | #N/A | #N/A | #N/A | #N/A | #N/A | #N/A | #N/A | #REF! | #REF! | #REF! | #REF! | #REF!
[10 empty] | #DIV/0! | #DIV/0! |  |  |  | #DIV/0! | #DIV/0! | [14 empty] | #N/A | #N/A | #N/A | #N/A | #N/A | #N/A | #N/A | #N/A | #REF! | #REF! | #REF! | #REF! | #REF!
[10 empty] | #DIV/0! | #DIV/0! |  |  |  | #DIV/0! | #DIV/0! | [14 empty] | #N/A | #N/A | #N/A | #N/A | #N/A | #N/A | #N/A | #N/A | #REF! | #REF! | #REF! | #REF! | #REF!
[10 empty] | #DIV/0! | #DIV/0! |  |  |  | #DIV/0! | #DIV/0! | [14 empty] | #N/A | #N/A | #N/A | #N/A | #N/A | #N/A | #N/A | #N/A | #REF! | #REF! | #REF! | #REF! | #REF!
[10 empty] | #DIV/0! | #DIV/0! |  |  |  | #DIV/0! | #DIV/0! | [14 empty] | #N/A | #N/A | #N/A | #N/A | #N/A | #N/A | #N/A | #N/A | #REF! | #REF! | #REF! | #REF! | #REF!
[10 empty] | #DIV/0! | #DIV/0! |  |  |  | #DIV/0! | #DIV/0! | [14 empty] | #N/A | #N/A | #N/A | #N/A | #N/A | #N/A | #N/A | #N/A | #REF! | #REF! | #REF! | #REF! | #REF!
[10 empty] | #DIV/0! | #DIV/0! |  |  |  | #DIV/0! | #DIV/0! | [14 empty] | #N/A | #N/A | #N/A | #N/A | #N/A | #N/A | #N/A | #N/A | #REF! | #REF! | #REF! | #REF! | #REF!
[10 empty] | #DIV/0! | #DIV/0! |  |  |  | #DIV/0! | #DIV/0! | [14 empty] | #N/A | #N/A | #N/A | #N/A | #N/A | #N/A | #N/A | #N/A | #REF! | #REF! | #REF! | #REF! | #REF!
[10 empty] | #DIV/0! | #DIV/0! |  |  |  | #DIV/0! | #DIV/0! | [14 empty] | #N/A | #N/A | #N/A | #N/A | #N/A | #N/A | #N/A | #N/A | #REF! | #REF! | #REF! | #REF! | #REF!
[10 empty] | #DIV/0! | #DIV/0! |  |  |  | #DIV/0! | #DIV/0! | [14 empty] | #N/A | #N/A | #N/A | #N/A | #N/A | #N/A | #N/A | #N/A | #REF! | #REF! | #REF! | #REF! | #REF!
[10 empty] | #DIV/0! | #DIV/0! |  |  |  | #DIV/0! | #DIV/0! | [14 empty] | #N/A | #N/A | #N/A | #N/A | #N/A | #N/A | #N/A | #N/A | #REF! | #REF! | #REF! | #REF! | #REF!
[10 empty] | #DIV/0! | #DIV/0! |  |  |  | #DIV/0! | #DIV/0! | [14 empty] | #N/A | #N/A | #N/A | #N/A | #N/A | #N/A | #N/A | #N/A | #REF! | #REF! | #REF! | #REF! | #REF!
[10 empty] | #DIV/0! | #DIV/0! |  |  |  | #DIV/0! | #DIV/0! | [14 empty] | #N/A | #N/A | #N/A | #N/A | #N/A | #N/A | #N/A | #N/A | #REF! | #REF! | #REF! | #REF! | #REF!
[10 empty] | #DIV/0! | #DIV/0! |  |  |  | #DIV/0! | #DIV/0! | [14 empty] | #N/A | #N/A | #N/A | #N/A | #N/A | #N/A | #N/A | #N/A | #REF! | #REF! | #REF! | #REF! | #REF!
[10 empty] | #DIV/0! | #DIV/0! |  |  |  | #DIV/0! | #DIV/0! | [14 empty] | #N/A | #N/A | #N/A | #N/A | #N/A | #N/A | #N/A | #N/A | #REF! | #REF! | #REF! | #REF! | #REF!
[10 empty] | #DIV/0! | #DIV/0! |  |  |  | #DIV/0! | #DIV/0! | [14 empty] | #N/A | #N/A | #N/A | #N/A | #N/A | #N/A | #N/A | #N/A | #REF! | #REF! | #REF! | #REF! | #REF!
[10 empty] | #DIV/0! | #DIV/0! |  |  |  | #DIV/0! | #DIV/0! | [14 empty] | #N/A | #N/A | #N/A | #N/A | #N/A | #N/A | #N/A | #N/A | #REF! | #REF! | #REF! | #REF! | #REF!
[10 empty] | #DIV/0! | #DIV/0! |  |  |  | #DIV/0! | #DIV/0! | [14 empty] | #N/A | #N/A | #N/A | #N/A | #N/A | #N/A | #N/A | #N/A | #REF! | #REF! | #REF! | #REF! | #REF!
[10 empty] | #DIV/0! | #DIV/0! |  |  |  | #DIV/0! | #DIV/0! | [14 empty] | #N/A | #N/A | #N/A | #N/A | #N/A | #N/A | #N/A | #N/A | #REF! | #REF! | #REF! | #REF! | #REF!
[10 empty] | #DIV/0! | #DIV/0! |  |  |  | #DIV/0! | #DIV/0! | [14 empty] | #N/A | #N/A | #N/A | #N/A | #N/A | #N/A | #N/A | #N/A | #REF! | #REF! | #REF! | #REF! | #REF!
[10 empty] | #DIV/0! | #DIV/0! |  |  |  | #DIV/0! | #DIV/0! | [14 empty] | #N/A | #N/A | #N/A | #N/A | #N/A | #N/A | #N/A | #N/A | #REF! | #REF! | #REF! | #REF! | #REF!
[10 empty] | #DIV/0! | #DIV/0! |  |  |  | #DIV/0! | #DIV/0! | [14 empty] | #N/A | #N/A | #N/A | #N/A | #N/A | #N/A | #N/A | #N/A | #REF! | #REF! | #REF! | #REF! | #REF!
[10 empty] | #DIV/0! | #DIV/0! |  |  |  | #DIV/0! | #DIV/0! | [14 empty] | #N/A | #N/A | #N/A | #N/A | #N/A | #N/A | #N/A | #N/A | #REF! | #REF! | #REF! | #REF! | #REF!
[10 empty] | #DIV/0! | #DIV/0! |  |  |  | #DIV/0! | #DIV/0! | [14 empty] | #N/A | #N/A | #N/A | #N/A | #N/A | #N/A | #N/A | #N/A | #REF! | #REF! | #REF! | #REF! | #REF!
[10 empty] | #DIV/0! | #DIV/0! |  |  |  | #DIV/0! | #DIV/0! | [14 empty] | #N/A | #N/A | #N/A | #N/A | #N/A | #N/A | #N/A | #N/A | #REF! | #REF! | #REF! | #REF! | #REF!
[10 empty] | #DIV/0! | #DIV/0! |  |  |  | #DIV/0! | #DIV/0! | [14 empty] | #N/A | #N/A | #N/A | #N/A | #N/A | #N/A | #N/A | #N/A | #REF! | #REF! | #REF! | #REF! | #REF!
[10 empty] | #DIV/0! | #DIV/0! |  |  |  | #DIV/0! | #DIV/0! | [14 empty] | #N/A | #N/A | #N/A | #N/A | #N/A | #N/A | #N/A | #N/A | #REF! | #REF! | #REF! | #REF! | #REF!
[10 empty] | #DIV/0! | #DIV/0! |  |  |  | #DIV/0! | #DIV/0! | [14 empty] | #N/A | #N/A | #N/A | #N/A | #N/A | #N/A | #N/A | #N/A | #REF! | #REF! | #REF! | #REF! | #REF!
[10 empty] | #DIV/0! | #DIV/0! |  |  |  | #DIV/0! | #DIV/0! | [14 empty] | #N/A | #N/A | #N/A | #N/A | #N/A | #N/A | #N/A | #N/A | #REF! | #REF! | #REF! | #REF! | #REF!
[10 empty] | #DIV/0! | #DIV/0! |  |  |  | #DIV/0! | #DIV/0! | [14 empty] | #N/A | #N/A | #N/A | #N/A | #N/A | #N/A | #N/A | #N/A | #REF! | #REF! | #REF! | #REF! | #REF!
[10 empty] | #DIV/0! | #DIV/0! |  |  |  | #DIV/0! | #DIV/0! | [14 empty] | #N/A | #N/A | #N/A | #N/A | #N/A | #N/A | #N/A | #N/A | #REF! | #REF! | #REF! | #REF! | #REF!
[10 empty] | #DIV/0! | #DIV/0! |  |  |  | #DIV/0! | #DIV/0! | [14 empty] | #N/A | #N/A | #N/A | #N/A | #N/A | #N/A | #N/A | #N/A | #REF! | #REF! | #REF! | #REF! | #REF!
[10 empty] | #DIV/0! | #DIV/0! |  |  |  | #DIV/0! | #DIV/0! | [14 empty] | #N/A | #N/A | #N/A | #N/A | #N/A | #N/A | #N/A | #N/A | #REF! | #REF! | #REF! | #REF! | #REF!
[10 empty] | #DIV/0! | #DIV/0! |  |  |  | #DIV/0! | #DIV/0! | [14 empty] | #N/A | #N/A | #N/A | #N/A | #N/A | #N/A | #N/A | #N/A | #REF! | #REF! | #REF! | #REF! | #REF!
[10 empty] | #DIV/0! | #DIV/0! |  |  |  | #DIV/0! | #DIV/0! | [14 empty] | #N/A | #N/A | #N/A | #N/A | #N/A | #N/A | #N/A | #N/A | #REF! | #REF! | #REF! | #REF! | #REF!
[10 empty] | #DIV/0! | #DIV/0! |  |  |  | #DIV/0! | #DIV/0! | [14 empty] | #N/A | #N/A | #N/A | #N/A | #N/A | #N/A | #N/A | #N/A | #REF! | #REF! | #REF! | #REF! | #REF!
[10 empty] | #DIV/0! | #DIV/0! |  |  |  | #DIV/0! | #DIV/0! | [14 empty] | #N/A | #N/A | #N/A | #N/A | #N/A | #N/A | #N/A | #N/A | #REF! | #REF! | #REF! | #REF! | #REF!
[10 empty] | #DIV/0! | #DIV/0! |  |  |  | #DIV/0! | #DIV/0! | [14 empty] | #N/A | #N/A | #N/A | #N/A | #N/A | #N/A | #N/A | #N/A | #REF! | #REF! | #REF! | #REF! | #REF!
[10 empty] | #DIV/0! | #DIV/0! |  |  |  | #DIV/0! | #DIV/0! | [14 empty] | #N/A | #N/A | #N/A | #N/A | #N/A | #N/A | #N/A | #N/A | #REF! | #REF! | #REF! | #REF! | #REF!
[10 empty] | #DIV/0! | #DIV/0! |  |  |  | #DIV/0! | #DIV/0! | [14 empty] | #N/A | #N/A | #N/A | #N/A | #N/A | #N/A | #N/A | #N/A | #REF! | #REF! | #REF! | #REF! | #REF!
[10 empty] | #DIV/0! | #DIV/0! |  |  |  | #DIV/0! | #DIV/0! | [14 empty] | #N/A | #N/A | #N/A | #N/A | #N/A | #N/A | #N/A | #N/A | #REF! | #REF! | #REF! | #REF! | #REF!
[10 empty] | #DIV/0! | #DIV/0! |  |  |  | #DIV/0! | #DIV/0! | [14 empty] | #N/A | #N/A | #N/A | #N/A | #N/A | #N/A | #N/A | #N/A | #REF! | #REF! | #REF! | #REF! | #REF!
[10 empty] | #DIV/0! | #DIV/0! |  |  |  | #DIV/0! | #DIV/0! | [14 empty] | #N/A | #N/A | #N/A | #N/A | #N/A | #N/A | #N/A | #N/A | #REF! | #REF! | #REF! | #REF! | #REF!
[10 empty] | #DIV/0! | #DIV/0! |  |  |  | #DIV/0! | #DIV/0! | [14 empty] | #N/A | #N/A | #N/A | #N/A | #N/A | #N/A | #N/A | #N/A | #REF! | #REF! | #REF! | #REF! | #REF!
[10 empty] | #DIV/0! | #DIV/0! |  |  |  | #DIV/0! | #DIV/0! | [14 empty] | #N/A | #N/A | #N/A | #N/A | #N/A | #N/A | #N/A | #N/A | #REF! | #REF! | #REF! | #REF! | #REF!
[10 empty] | #DIV/0! | #DIV/0! |  |  |  | #DIV/0! | #DIV/0! | [14 empty] | #N/A | #N/A | #N/A | #N/A | #N/A | #N/A | #N/A | #N/A | #REF! | #REF! | #REF! | #REF! | #REF!
[10 empty] | #DIV/0! | #DIV/0! |  |  |  | #DIV/0! | #DIV/0! | [14 empty] | #N/A | #N/A | #N/A | #N/A | #N/A | #N/A | #N/A | #N/A | #REF! | #REF! | #REF! | #REF! | #REF!
[10 empty] | #DIV/0! | #DIV/0! |  |  |  | #DIV/0! | #DIV/0! | [14 empty] | #N/A | #N/A | #N/A | #N/A | #N/A | #N/A | #N/A | #N/A | #REF! | #REF! | #REF! | #REF! | #REF!
[10 empty] | #DIV/0! | #DIV/0! |  |  |  | #DIV/0! | #DIV/0! | [14 empty] | #N/A | #N/A | #N/A | #N/A | #N/A | #N/A | #N/A | #N/A | #REF! | #REF! | #REF! | #REF! | #REF!
[10 empty] | #DIV/0! | #DIV/0! |  |  |  | #DIV/0! | #DIV/0! | [14 empty] | #N/A | #N/A | #N/A | #N/A | #N/A | #N/A | #N/A | #N/A | #REF! | #REF! | #REF! | #REF! | #REF!
[10 empty] | #DIV/0! | #DIV/0! |  |  |  | #DIV/0! | #DIV/0! | [14 empty] | #N/A | #N/A | #N/A | #N/A | #N/A | #N/A | #N/A | #N/A | #REF! | #REF! | #REF! | #REF! | #REF!
[10 empty] | #DIV/0! | #DIV/0! |  |  |  | #DIV/0! | #DIV/0! | [14 empty] | #N/A | #N/A | #N/A | #N/A | #N/A | #N/A | #N/A | #N/A | #REF! | #REF! | #REF! | #REF! | #REF!
[10 empty] | #DIV/0! | #DIV/0! |  |  |  | #DIV/0! | #DIV/0! | [14 empty] | #N/A | #N/A | #N/A | #N/A | #N/A | #N/A | #N/A | #N/A | #REF! | #REF! | #REF! | #REF! | #REF!
[10 empty] | #DIV/0! | #DIV/0! |  |  |  | #DIV/0! | #DIV/0! | [14 empty] | #N/A | #N/A | #N/A | #N/A | #N/A | #N/A | #N/A | #N/A | #REF! | #REF! | #REF! | #REF! | #REF!
[10 empty] | #DIV/0! | #DIV/0! |  |  |  | #DIV/0! | #DIV/0! | [14 empty] | #N/A | #N/A | #N/A | #N/A | #N/A | #N/A | #N/A | #N/A | #REF! | #REF! | #REF! | #REF! | #REF!
[10 empty] | #DIV/0! | #DIV/0! |  |  |  | #DIV/0! | #DIV/0! | [14 empty] | #N/A | #N/A | #N/A | #N/A | #N/A | #N/A | #N/A | #N/A | #REF! | #REF! | #REF! | #REF! | #REF!
[10 empty] | #DIV/0! | #DIV/0! |  |  |  | #DIV/0! | #DIV/0! | [14 empty] | #N/A | #N/A | #N/A | #N/A | #N/A | #N/A | #N/A | #N/A | #REF! | #REF! | #REF! | #REF! | #REF!
[10 empty] | #DIV/0! | #DIV/0! |  |  |  | #DIV/0! | #DIV/0! | [14 empty] | #N/A | #N/A | #N/A | #N/A | #N/A | #N/A | #N/A | #N/A | #REF! | #REF! | #REF! | #REF! | #REF!
[10 empty] | #DIV/0! | #DIV/0! |  |  |  | #DIV/0! | #DIV/0! | [14 empty] | #N/A | #N/A | #N/A | #N/A | #N/A | #N/A | #N/A | #N/A | #REF! | #REF! | #REF! | #REF! | #REF!
[10 empty] | #DIV/0! | #DIV/0! |  |  |  | #DIV/0! | #DIV/0! | [14 empty] | #N/A | #N/A | #N/A | #N/A | #N/A | #N/A | #N/A | #N/A | #REF! | #REF! | #REF! | #REF! | #REF!
[10 empty] | #DIV/0! | #DIV/0! |  |  |  | #DIV/0! | #DIV/0! | [14 empty] | #N/A | #N/A | #N/A | #N/A | #N/A | #N/A | #N/A | #N/A | #REF! | #REF! | #REF! | #REF! | #REF!
[10 empty] | #DIV/0! | #DIV/0! |  |  |  | #DIV/0! | #DIV/0! | [14 empty] | #N/A | #N/A | #N/A | #N/A | #N/A | #N/A | #N/A | #N/A | #REF! | #REF! | #REF! | #REF! | #REF!
[10 empty] | #DIV/0! | #DIV/0! |  |  |  | #DIV/0! | #DIV/0! | [14 empty] | #N/A | #N/A | #N/A | #N/A | #N/A | #N/A | #N/A | #N/A | #REF! | #REF! | #REF! | #REF! | #REF!
[10 empty] | #DIV/0! | #DIV/0! |  |  |  | #DIV/0! | #DIV/0! | [14 empty] | #N/A | #N/A | #N/A | #N/A | #N/A | #N/A | #N/A | #N/A | #REF! | #REF! | #REF! | #REF! | #REF!
[10 empty] | #DIV/0! | #DIV/0! |  |  |  | #DIV/0! | #DIV/0! | [14 empty] | #N/A | #N/A | #N/A | #N/A | #N/A | #N/A | #N/A | #N/A | #REF! | #REF! | #REF! | #REF! | #REF!
[10 empty] | #DIV/0! | #DIV/0! |  |  |  | #DIV/0! | #DIV/0! | [14 empty] | #N/A | #N/A | #N/A | #N/A | #N/A | #N/A | #N/A | #N/A | #REF! | #REF! | #REF! | #REF! | #REF!
[10 empty] | #DIV/0! | #DIV/0! |  |  |  | #DIV/0! | #DIV/0! | [14 empty] | #N/A | #N/A | #N/A | #N/A | #N/A | #N/A | #N/A | #N/A | #REF! | #REF! | #REF! | #REF! | #REF!
[10 empty] | #DIV/0! | #DIV/0! |  |  |  | #DIV/0! | #DIV/0! | [14 empty] | #N/A | #N/A | #N/A | #N/A | #N/A | #N/A | #N/A | #N/A | #REF! | #REF! | #REF! | #REF! | #REF!
[10 empty] | #DIV/0! | #DIV/0! |  |  |  | #DIV/0! | #DIV/0! | [14 empty] | #N/A | #N/A | #N/A | #N/A | #N/A | #N/A | #N/A | #N/A | #REF! | #REF! | #REF! | #REF! | #REF!
[10 empty] | #DIV/0! | #DIV/0! |  |  |  | #DIV/0! | #DIV/0! | [14 empty] | #N/A | #N/A | #N/A | #N/A | #N/A | #N/A | #N/A | #N/A | #REF! | #REF! | #REF! | #REF! | #REF!
[10 empty] | #DIV/0! | #DIV/0! |  |  |  | #DIV/0! | #DIV/0! | [14 empty] | #N/A | #N/A | #N/A | #N/A | #N/A | #N/A | #N/A | #N/A | #REF! | #REF! | #REF! | #REF! | #REF!
[10 empty] | #DIV/0! | #DIV/0! |  |  |  | #DIV/0! | #DIV/0! | [14 empty] | #N/A | #N/A | #N/A | #N/A | #N/A | #N/A | #N/A | #N/A | #REF! | #REF! | #REF! | #REF! | #REF!
[10 empty] | #DIV/0! | #DIV/0! |  |  |  | #DIV/0! | #DIV/0! | [14 empty] | #N/A | #N/A | #N/A | #N/A | #N/A | #N/A | #N/A | #N/A | #REF! | #REF! | #REF! | #REF! | #REF!
[10 empty] | #DIV/0! | #DIV/0! |  |  |  | #DIV/0! | #DIV/0! | [14 empty] | #N/A | #N/A | #N/A | #N/A | #N/A | #N/A | #N/A | #N/A | #REF! | #REF! | #REF! | #REF! | #REF!
[10 empty] | #DIV/0! | #DIV/0! |  |  |  | #DIV/0! | #DIV/0! | [14 empty] | #N/A | #N/A | #N/A | #N/A | #N/A | #N/A | #N/A | #N/A | #REF! | #REF! | #REF! | #REF! | #REF!
[10 empty] | #DIV/0! | #DIV/0! |  |  |  | #DIV/0! | #DIV/0! | [14 empty] | #N/A | #N/A | #N/A | #N/A | #N/A | #N/A | #N/A | #N/A | #REF! | #REF! | #REF! | #REF! | #REF!
[10 empty] | #DIV/0! | #DIV/0! |  |  |  | #DIV/0! | #DIV/0! | [14 empty] | #N/A | #N/A | #N/A | #N/A | #N/A | #N/A | #N/A | #N/A | #REF! | #REF! | #REF! | #REF! | #REF!
[10 empty] | #DIV/0! | #DIV/0! |  |  |  | #DIV/0! | #DIV/0! | [14 empty] | #N/A | #N/A | #N/A | #N/A | #N/A | #N/A | #N/A | #N/A | #REF! | #REF! | #REF! | #REF! | #REF!
[10 empty] | #DIV/0! | #DIV/0! |  |  |  | #DIV/0! | #DIV/0! | [14 empty] | #N/A | #N/A | #N/A | #N/A | #N/A | #N/A | #N/A | #N/A | #REF! | #REF! | #REF! | #REF! | #REF!
[10 empty] | #DIV/0! | #DIV/0! |  |  |  | #DIV/0! | #DIV/0! | [14 empty] | #N/A | #N/A | #N/A | #N/A | #N/A | #N/A | #N/A | #N/A | #REF! | #REF! | #REF! | #REF! | #REF!
[10 empty] | #DIV/0! | #DIV/0! |  |  |  | #DIV/0! | #DIV/0! | [14 empty] | #N/A | #N/A | #N/A | #N/A | #N/A | #N/A | #N/A | #N/A | #REF! | #REF! | #REF! | #REF! | #REF!
[10 empty] | #DIV/0! | #DIV/0! |  |  |  | #DIV/0! | #DIV/0! | [14 empty] | #N/A | #N/A | #N/A | #N/A | #N/A | #N/A | #N/A | #N/A | #REF! | #REF! | #REF! | #REF! | #REF!
[10 empty] | #DIV/0! | #DIV/0! |  |  |  | #DIV/0! | #DIV/0! | [14 empty] | #N/A | #N/A | #N/A | #N/A | #N/A | #N/A | #N/A | #N/A | #REF! | #REF! | #REF! | #REF! | #REF!
[10 empty] | #DIV/0! | #DIV/0! |  |  |  | #DIV/0! | #DIV/0! | [14 empty] | #N/A | #N/A | #N/A | #N/A | #N/A | #N/A | #N/A | #N/A | #REF! | #REF! | #REF! | #REF! | #REF!
[10 empty] | #DIV/0! | #DIV/0! |  |  |  | #DIV/0! | #DIV/0! | [14 empty] | #N/A | #N/A | #N/A | #N/A | #N/A | #N/A | #N/A | #N/A | #REF! | #REF! | #REF! | #REF! | #REF!
[10 empty] | #DIV/0! | #DIV/0! |  |  |  | #DIV/0! | #DIV/0! | [14 empty] | #N/A | #N/A | #N/A | #N/A | #N/A | #N/A | #N/A | #N/A | #REF! | #REF! | #REF! | #REF! | #REF!
[10 empty] | #DIV/0! | #DIV/0! |  |  |  | #DIV/0! | #DIV/0! | [14 empty] | #N/A | #N/A | #N/A | #N/A | #N/A | #N/A | #N/A | #N/A | #REF! | #REF! | #REF! | #REF! | #REF!
[10 empty] | #DIV/0! | #DIV/0! |  |  |  | #DIV/0! | #DIV/0! | [14 empty] | #N/A | #N/A | #N/A | #N/A | #N/A | #N/A | #N/A | #N/A | #REF! | #REF! | #REF! | #REF! | #REF!
[10 empty] | #DIV/0! | #DIV/0! |  |  |  | #DIV/0! | #DIV/0! | [14 empty] | #N/A | #N/A | #N/A | #N/A | #N/A | #N/A | #N/A | #N/A | #REF! | #REF! | #REF! | #REF! | #REF!
[10 empty] | #DIV/0! | #DIV/0! |  |  |  | #DIV/0! | #DIV/0! | [14 empty] | #N/A | #N/A | #N/A | #N/A | #N/A | #N/A | #N/A | #N/A | #REF! | #REF! | #REF! | #REF! | #REF!
[10 empty] | #DIV/0! | #DIV/0! |  |  |  | #DIV/0! | #DIV/0! | [14 empty] | #N/A | #N/A | #N/A | #N/A | #N/A | #N/A | #N/A | #N/A | #REF! | #REF! | #REF! | #REF! | #REF!
[10 empty] | #DIV/0! | #DIV/0! |  |  |  | #DIV/0! | #DIV/0! | [14 empty] | #N/A | #N/A | #N/A | #N/A | #N/A | #N/A | #N/A | #N/A | #REF! | #REF! | #REF! | #REF! | #REF!
[10 empty] | #DIV/0! | #DIV/0! |  |  |  | #DIV/0! | #DIV/0! | [14 empty] | #N/A | #N/A | #N/A | #N/A | #N/A | #N/A | #N/A | #N/A | #REF! | #REF! | #REF! | #REF! | #REF!
[10 empty] | #DIV/0! | #DIV/0! |  |  |  | #DIV/0! | #DIV/0! | [14 empty] | #N/A | #N/A | #N/A | #N/A | #N/A | #N/A | #N/A | #N/A | #REF! | #REF! | #REF! | #REF! | #REF!
[10 empty] | #DIV/0! | #DIV/0! |  |  |  | #DIV/0! | #DIV/0! | [14 empty] | #N/A | #N/A | #N/A | #N/A | #N/A | #N/A | #N/A | #N/A | #REF! | #REF! | #REF! | #REF! | #REF!
[10 empty] | #DIV/0! | #DIV/0! |  |  |  | #DIV/0! | #DIV/0! | [14 empty] | #N/A | #N/A | #N/A | #N/A | #N/A | #N/A | #N/A | #N/A | #REF! | #REF! | #REF! | #REF! | #REF!
[10 empty] | #DIV/0! | #DIV/0! |  |  |  | #DIV/0! | #DIV/0! | [14 empty] | #N/A | #N/A | #N/A | #N/A | #N/A | #N/A | #N/A | #N/A | #REF! | #REF! | #REF! | #REF! | #REF!
[10 empty] | #DIV/0! | #DIV/0! |  |  |  | #DIV/0! | #DIV/0! | [14 empty] | #N/A | #N/A | #N/A | #N/A | #N/A | #N/A | #N/A | #N/A | #REF! | #REF! | #REF! | #REF! | #REF!
[10 empty] | #DIV/0! | #DIV/0! |  |  |  | #DIV/0! | #DIV/0! | [14 empty] | #N/A | #N/A | #N/A | #N/A | #N/A | #N/A | #N/A | #N/A | #REF! | #REF! | #REF! | #REF! | #REF!
[10 empty] | #DIV/0! | #DIV/0! |  |  |  | #DIV/0! | #DIV/0! | [14 empty] | #N/A | #N/A | #N/A | #N/A | #N/A | #N/A | #N/A | #N/A | #REF! | #REF! | #REF! | #REF! | #REF!
[10 empty] | #DIV/0! | #DIV/0! |  |  |  | #DIV/0! | #DIV/0! | [14 empty] | #N/A | #N/A | #N/A | #N/A | #N/A | #N/A | #N/A | #N/A | #REF! | #REF! | #REF! | #REF! | #REF!
[10 empty] | #DIV/0! | #DIV/0! |  |  |  | #DIV/0! | #DIV/0! | [14 empty] | #N/A | #N/A | #N/A | #N/A | #N/A | #N/A | #N/A | #N/A | #REF! | #REF! | #REF! | #REF! | #REF!
[10 empty] | #DIV/0! | #DIV/0! |  |  |  | #DIV/0! | #DIV/0! | [14 empty] | #N/A | #N/A | #N/A | #N/A | #N/A | #N/A | #N/A | #N/A | #REF! | #REF! | #REF! | #REF! | #REF!
[10 empty] | #DIV/0! | #DIV/0! |  |  |  | #DIV/0! | #DIV/0! | [14 empty] | #N/A | #N/A | #N/A | #N/A | #N/A | #N/A | #N/A | #N/A | #REF! | #REF! | #REF! | #REF! | #REF!
[10 empty] | #DIV/0! | #DIV/0! |  |  |  | #DIV/0! | #DIV/0! | [14 empty] | #N/A | #N/A | #N/A | #N/A | #N/A | #N/A | #N/A | #N/A | #REF! | #REF! | #REF! | #REF! | #REF!
[10 empty] | #DIV/0! | #DIV/0! |  |  |  | #DIV/0! | #DIV/0! | [14 empty] | #N/A | #N/A | #N/A | #N/A | #N/A | #N/A | #N/A | #N/A | #REF! | #REF! | #REF! | #REF! | #REF!
[10 empty] | #DIV/0! | #DIV/0! |  |  |  | #DIV/0! | #DIV/0! | [14 empty] | #N/A | #N/A | #N/A | #N/A | #N/A | #N/A | #N/A | #N/A | #REF! | #REF! | #REF! | #REF! | #REF!
[10 empty] | #DIV/0! | #DIV/0! |  |  |  | #DIV/0! | #DIV/0! | [14 empty] | #N/A | #N/A | #N/A | #N/A | #N/A | #N/A | #N/A | #N/A | #REF! | #REF! | #REF! | #REF! | #REF!
[10 empty] | #DIV/0! | #DIV/0! |  |  |  | #DIV/0! | #DIV/0! | [14 empty] | #N/A | #N/A | #N/A | #N/A | #N/A | #N/A | #N/A | #N/A | #REF! | #REF! | #REF! | #REF! | #REF!
[10 empty] | #DIV/0! | #DIV/0! |  |  |  | #DIV/0! | #DIV/0! | [14 empty] | #N/A | #N/A | #N/A | #N/A | #N/A | #N/A | #N/A | #N/A | #REF! | #REF! | #REF! | #REF! | #REF!
[10 empty] | #DIV/0! | #DIV/0! |  |  |  | #DIV/0! | #DIV/0! | [14 empty] | #N/A | #N/A | #N/A | #N/A | #N/A | #N/A | #N/A | #N/A | #REF! | #REF! | #REF! | #REF! | #REF!
[10 empty] | #DIV/0! | #DIV/0! |  |  |  | #DIV/0! | #DIV/0! | [14 empty] | #N/A | #N/A | #N/A | #N/A | #N/A | #N/A | #N/A | #N/A | #REF! | #REF! | #REF! | #REF! | #REF!
[10 empty] | #DIV/0! | #DIV/0! |  |  |  | #DIV/0! | #DIV/0! | [14 empty] | #N/A | #N/A | #N/A | #N/A | #N/A | #N/A | #N/A | #N/A | #REF! | #REF! | #REF! | #REF! | #REF!
[10 empty] | #DIV/0! | #DIV/0! |  |  |  | #DIV/0! | #DIV/0! | [14 empty] | #N/A | #N/A | #N/A | #N/A | #N/A | #N/A | #N/A | #N/A | #REF! | #REF! | #REF! | #REF! | #REF!
[10 empty] | #DIV/0! | #DIV/0! |  |  |  | #DIV/0! | #DIV/0! | [14 empty] | #N/A | #N/A | #N/A | #N/A | #N/A | #N/A | #N/A | #N/A | #REF! | #REF! | #REF! | #REF! | #REF!
[10 empty] | #DIV/0! | #DIV/0! |  |  |  | #DIV/0! | #DIV/0! | [14 empty] | #N/A | #N/A | #N/A | #N/A | #N/A | #N/A | #N/A | #N/A | #REF! | #REF! | #REF! | #REF! | #REF!
[10 empty] | #DIV/0! | #DIV/0! |  |  |  | #DIV/0! | #DIV/0! | [14 empty] | #N/A | #N/A | #N/A | #N/A | #N/A | #N/A | #N/A | #N/A | #REF! | #REF! | #REF! | #REF! | #REF!
[10 empty] | #DIV/0! | #DIV/0! |  |  |  | #DIV/0! | #DIV/0! | [14 empty] | #N/A | #N/A | #N/A | #N/A | #N/A | #N/A | #N/A | #N/A | #REF! | #REF! | #REF! | #REF! | #REF!
[10 empty] | #DIV/0! | #DIV/0! |  |  |  | #DIV/0! | #DIV/0! | [14 empty] | #N/A | #N/A | #N/A | #N/A | #N/A | #N/A | #N/A | #N/A | #REF! | #REF! | #REF! | #REF! | #REF!
[10 empty] | #DIV/0! | #DIV/0! |  |  |  | #DIV/0! | #DIV/0! | [14 empty] | #N/A | #N/A | #N/A | #N/A | #N/A | #N/A | #N/A | #N/A | #REF! | #REF! | #REF! | #REF! | #REF!
[10 empty] | #DIV/0! | #DIV/0! |  |  |  | #DIV/0! | #DIV/0! | [14 empty] | #N/A | #N/A | #N/A | #N/A | #N/A | #N/A | #N/A | #N/A | #REF! | #REF! | #REF! | #REF! | #REF!
[10 empty] | #DIV/0! | #DIV/0! |  |  |  | #DIV/0! | #DIV/0! | [14 empty] | #N/A | #N/A | #N/A | #N/A | #N/A | #N/A | #N/A | #N/A | #REF! | #REF! | #REF! | #REF! | #REF!
[10 empty] | #DIV/0! | #DIV/0! |  |  |  | #DIV/0! | #DIV/0! | [14 empty] | #N/A | #N/A | #N/A | #N/A | #N/A | #N/A | #N/A | #N/A | #REF! | #REF! | #REF! | #REF! | #REF!
[10 empty] | #DIV/0! | #DIV/0! |  |  |  | #DIV/0! | #DIV/0! | [14 empty] | #N/A | #N/A | #N/A | #N/A | #N/A | #N/A | #N/A | #N/A | #REF! | #REF! | #REF! | #REF! | #REF!
[10 empty] | #DIV/0! | #DIV/0! |  |  |  | #DIV/0! | #DIV/0! | [14 empty] | #N/A | #N/A | #N/A | #N/A | #N/A | #N/A | #N/A | #N/A | #REF! | #REF! | #REF! | #REF! | #REF!
[10 empty] | #DIV/0! | #DIV/0! |  |  |  | #DIV/0! | #DIV/0! | [14 empty] | #N/A | #N/A | #N/A | #N/A | #N/A | #N/A | #N/A | #N/A | #REF! | #REF! | #REF! | #REF! | #REF!
[10 empty] | #DIV/0! | #DIV/0! |  |  |  | #DIV/0! | #DIV/0! | [14 empty] | #N/A | #N/A | #N/A | #N/A | #N/A | #N/A | #N/A | #N/A | #REF! | #REF! | #REF! | #REF! | #REF!
[10 empty] | #DIV/0! | #DIV/0! |  |  |  | #DIV/0! | #DIV/0! | [14 empty] | #N/A | #N/A | #N/A | #N/A | #N/A | #N/A | #N/A | #N/A | #REF! | #REF! | #REF! | #REF! | #REF!
[10 empty] | #DIV/0! | #DIV/0! |  |  |  | #DIV/0! | #DIV/0! | [14 empty] | #N/A | #N/A | #N/A | #N/A | #N/A | #N/A | #N/A | #N/A | #REF! | #REF! | #REF! | #REF! | #REF!
[10 empty] | #DIV/0! | #DIV/0! |  |  |  | #DIV/0! | #DIV/0! | [14 empty] | #N/A | #N/A | #N/A | #N/A | #N/A | #N/A | #N/A | #N/A | #REF! | #REF! | #REF! | #REF! | #REF!
[10 empty] | #DIV/0! | #DIV/0! |  |  |  | #DIV/0! | #DIV/0! | [14 empty] | #N/A | #N/A | #N/A | #N/A | #N/A | #N/A | #N/A | #N/A | #REF! | #REF! | #REF! | #REF! | #REF!
[10 empty] | #DIV/0! | #DIV/0! |  |  |  | #DIV/0! | #DIV/0! | [14 empty] | #N/A | #N/A | #N/A | #N/A | #N/A | #N/A | #N/A | #N/A | #REF! | #REF! | #REF! | #REF! | #REF!
[10 empty] | #DIV/0! | #DIV/0! |  |  |  | #DIV/0! | #DIV/0! | [14 empty] | #N/A | #N/A | #N/A | #N/A | #N/A | #N/A | #N/A | #N/A | #REF! | #REF! | #REF! | #REF! | #REF!
[10 empty] | #DIV/0! | #DIV/0! |  |  |  | #DIV/0! | #DIV/0! | [14 empty] | #N/A | #N/A | #N/A | #N/A | #N/A | #N/A | #N/A | #N/A | #REF! | #REF! | #REF! | #REF! | #REF!
[10 empty] | #DIV/0! | #DIV/0! |  |  |  | #DIV/0! | #DIV/0! | [14 empty] | #N/A | #N/A | #N/A | #N/A | #N/A | #N/A | #N/A | #N/A | #REF! | #REF! | #REF! | #REF! | #REF!
[10 empty] | #DIV/0! | #DIV/0! |  |  |  | #DIV/0! | #DIV/0! | [14 empty] | #N/A | #N/A | #N/A | #N/A | #N/A | #N/A | #N/A | #N/A | #REF! | #REF! | #REF! | #REF! | #REF!
[10 empty] | #DIV/0! | #DIV/0! |  |  |  | #DIV/0! | #DIV/0! | [14 empty] | #N/A | #N/A | #N/A | #N/A | #N/A | #N/A | #N/A | #N/A | #REF! | #REF! | #REF! | #REF! | #REF!
[10 empty] | #DIV/0! | #DIV/0! |  |  |  | #DIV/0! | #DIV/0! | [14 empty] | #N/A | #N/A | #N/A | #N/A | #N/A | #N/A | #N/A | #N/A | #REF! | #REF! | #REF! | #REF! | #REF!
[10 empty] | #DIV/0! | #DIV/0! |  |  |  | #DIV/0! | #DIV/0! | [14 empty] | #N/A | #N/A | #N/A | #N/A | #N/A | #N/A | #N/A | #N/A | #REF! | #REF! | #REF! | #REF! | #REF!
[10 empty] | #DIV/0! | #DIV/0! |  |  |  | #DIV/0! | #DIV/0! | [14 empty] | #N/A | #N/A | #N/A | #N/A | #N/A | #N/A | #N/A | #N/A | #REF! | #REF! | #REF! | #REF! | #REF!
[10 empty] | #DIV/0! | #DIV/0! |  |  |  | #DIV/0! | #DIV/0! | [14 empty] | #N/A | #N/A | #N/A | #N/A | #N/A | #N/A | #N/A | #N/A | #REF! | #REF! | #REF! | #REF! | #REF!
[10 empty] | #DIV/0! | #DIV/0! |  |  |  | #DIV/0! | #DIV/0! | [14 empty] | #N/A | #N/A | #N/A | #N/A | #N/A | #N/A | #N/A | #N/A | #REF! | #REF! | #REF! | #REF! | #REF!
[10 empty] | #DIV/0! | #DIV/0! |  |  |  | #DIV/0! | #DIV/0! | [14 empty] | #N/A | #N/A | #N/A | #N/A | #N/A | #N/A | #N/A | #N/A | #REF! | #REF! | #REF! | #REF! | #REF!
[10 empty] | #DIV/0! | #DIV/0! |  |  |  | #DIV/0! | #DIV/0! | [14 empty] | #N/A | #N/A | #N/A | #N/A | #N/A | #N/A | #N/A | #N/A | #REF! | #REF! | #REF! | #REF! | #REF!
[10 empty] | #DIV/0! | #DIV/0! |  |  |  | #DIV/0! | #DIV/0! | [14 empty] | #N/A | #N/A | #N/A | #N/A | #N/A | #N/A | #N/A | #N/A | #REF! | #REF! | #REF! | #REF! | #REF!
[10 empty] | #DIV/0! | #DIV/0! |  |  |  | #DIV/0! | #DIV/0! | [14 empty] | #N/A | #N/A | #N/A | #N/A | #N/A | #N/A | #N/A | #N/A | #REF! | #REF! | #REF! | #REF! | #REF!
[10 empty] | #DIV/0! | #DIV/0! |  |  |  | #DIV/0! | #DIV/0! | [14 empty] | #N/A | #N/A | #N/A | #N/A | #N/A | #N/A | #N/A | #N/A | #REF! | #REF! | #REF! | #REF! | #REF!
[10 empty] | #DIV/0! | #DIV/0! |  |  |  | #DIV/0! | #DIV/0! | [14 empty] | #N/A | #N/A | #N/A | #N/A | #N/A | #N/A | #N/A | #N/A | #REF! | #REF! | #REF! | #REF! | #REF!
[10 empty] | #DIV/0! | #DIV/0! |  |  |  | #DIV/0! | #DIV/0! | [14 empty] | #N/A | #N/A | #N/A | #N/A | #N/A | #N/A | #N/A | #N/A | #REF! | #REF! | #REF! | #REF! | #REF!
[10 empty] | #DIV/0! | #DIV/0! |  |  |  | #DIV/0! | #DIV/0! | [14 empty] | #N/A | #N/A | #N/A | #N/A | #N/A | #N/A | #N/A | #N/A | #REF! | #REF! | #REF! | #REF! | #REF!
[10 empty] | #DIV/0! | #DIV/0! |  |  |  | #DIV/0! | #DIV/0! | [14 empty] | #N/A | #N/A | #N/A | #N/A | #N/A | #N/A | #N/A | #N/A | #REF! | #REF! | #REF! | #REF! | #REF!
[10 empty] | #DIV/0! | #DIV/0! |  |  |  | #DIV/0! | #DIV/0! | [14 empty] | #N/A | #N/A | #N/A | #N/A | #N/A | #N/A | #N/A | #N/A | #REF! | #REF! | #REF! | #REF! | #REF!
[10 empty] | #DIV/0! | #DIV/0! |  |  |  | #DIV/0! | #DIV/0! | [14 empty] | #N/A | #N/A | #N/A | #N/A | #N/A | #N/A | #N/A | #N/A | #REF! | #REF! | #REF! | #REF! | #REF!
[10 empty] | #DIV/0! | #DIV/0! |  |  |  | #DIV/0! | #DIV/0! | [14 empty] | #N/A | #N/A | #N/A | #N/A | #N/A | #N/A | #N/A | #N/A | #REF! | #REF! | #REF! | #REF! | #REF!
[10 empty] | #DIV/0! | #DIV/0! |  |  |  | #DIV/0! | #DIV/0! | [14 empty] | #N/A | #N/A | #N/A | #N/A | #N/A | #N/A | #N/A | #N/A | #REF! | #REF! | #REF! | #REF! | #REF!
[10 empty] | #DIV/0! | #DIV/0! |  |  |  | #DIV/0! | #DIV/0! | [14 empty] | #N/A | #N/A | #N/A | #N/A | #N/A | #N/A | #N/A | #N/A | #REF! | #REF! | #REF! | #REF! | #REF!
[10 empty] | #DIV/0! | #DIV/0! |  |  |  | #DIV/0! | #DIV/0! | [14 empty] | #N/A | #N/A | #N/A | #N/A | #N/A | #N/A | #N/A | #N/A | #REF! | #REF! | #REF! | #REF! | #REF!
[10 empty] | #DIV/0! | #DIV/0! |  |  |  | #DIV/0! | #DIV/0! | [14 empty] | #N/A | #N/A | #N/A | #N/A | #N/A | #N/A | #N/A | #N/A | #REF! | #REF! | #REF! | #REF! | #REF!
[10 empty] | #DIV/0! | #DIV/0! |  |  |  | #DIV/0! | #DIV/0! | [14 empty] | #N/A | #N/A | #N/A | #N/A | #N/A | #N/A | #N/A | #N/A | #REF! | #REF! | #REF! | #REF! | #REF!
[10 empty] | #DIV/0! | #DIV/0! |  |  |  | #DIV/0! | #DIV/0! | [14 empty] | #N/A | #N/A | #N/A | #N/A | #N/A | #N/A | #N/A | #N/A | #REF! | #REF! | #REF! | #REF! | #REF!
[10 empty] | #DIV/0! | #DIV/0! |  |  |  | #DIV/0! | #DIV/0! | [14 empty] | #N/A | #N/A | #N/A | #N/A | #N/A | #N/A | #N/A | #N/A | #REF! | #REF! | #REF! | #REF! | #REF!
[10 empty] | #DIV/0! | #DIV/0! |  |  |  | #DIV/0! | #DIV/0! | [14 empty] | #N/A | #N/A | #N/A | #N/A | #N/A | #N/A | #N/A | #N/A | #REF! | #REF! | #REF! | #REF! | #REF!
[10 empty] | #DIV/0! | #DIV/0! |  |  |  | #DIV/0! | #DIV/0! | [14 empty] | #N/A | #N/A | #N/A | #N/A | #N/A | #N/A | #N/A | #N/A | #REF! | #REF! | #REF! | #REF! | #REF!
[10 empty] | #DIV/0! | #DIV/0! |  |  |  | #DIV/0! | #DIV/0! | [14 empty] | #N/A | #N/A | #N/A | #N/A | #N/A | #N/A | #N/A | #N/A | #REF! | #REF! | #REF! | #REF! | #REF!
[10 empty] | #DIV/0! | #DIV/0! |  |  |  | #DIV/0! | #DIV/0! | [14 empty] | #N/A | #N/A | #N/A | #N/A | #N/A | #N/A | #N/A | #N/A | #REF! | #REF! | #REF! | #REF! | #REF!
[10 empty] | #DIV/0! | #DIV/0! |  |  |  | #DIV/0! | #DIV/0! | [14 empty] | #N/A | #N/A | #N/A | #N/A | #N/A | #N/A | #N/A | #N/A | #REF! | #REF! | #REF! | #REF! | #REF!
[10 empty] | #DIV/0! | #DIV/0! |  |  |  | #DIV/0! | #DIV/0! | [14 empty] | #N/A | #N/A | #N/A | #N/A | #N/A | #N/A | #N/A | #N/A | #REF! | #REF! | #REF! | #REF! | #REF!
[10 empty] | #DIV/0! | #DIV/0! |  |  |  | #DIV/0! | #DIV/0! | [14 empty] | #N/A | #N/A | #N/A | #N/A | #N/A | #N/A | #N/A | #N/A | #REF! | #REF! | #REF! | #REF! | #REF!
[10 empty] | #DIV/0! | #DIV/0! |  |  |  | #DIV/0! | #DIV/0! | [14 empty] | #N/A | #N/A | #N/A | #N/A | #N/A | #N/A | #N/A | #N/A | #REF! | #REF! | #REF! | #REF! | #REF!
[10 empty] | #DIV/0! | #DIV/0! |  |  |  | #DIV/0! | #DIV/0! | [14 empty] | #N/A | #N/A | #N/A | #N/A | #N/A | #N/A | #N/A | #N/A | #REF! | #REF! | #REF! | #REF! | #REF!
[10 empty] | #DIV/0! | #DIV/0! |  |  |  | #DIV/0! | #DIV/0! | [14 empty] | #N/A | #N/A | #N/A | #N/A | #N/A | #N/A | #N/A | #N/A | #REF! | #REF! | #REF! | #REF! | #REF!
[10 empty] | #DIV/0! | #DIV/0! |  |  |  | #DIV/0! | #DIV/0! | [14 empty] | #N/A | #N/A | #N/A | #N/A | #N/A | #N/A | #N/A | #N/A | #REF! | #REF! | #REF! | #REF! | #REF!
[10 empty] | #DIV/0! | #DIV/0! |  |  |  | #DIV/0! | #DIV/0! | [14 empty] | #N/A | #N/A | #N/A | #N/A | #N/A | #N/A | #N/A | #N/A | #REF! | #REF! | #REF! | #REF! | #REF!
[10 empty] | #DIV/0! | #DIV/0! |  |  |  | #DIV/0! | #DIV/0! | [14 empty] | #N/A | #N/A | #N/A | #N/A | #N/A | #N/A | #N/A | #N/A | #REF! | #REF! | #REF! | #REF! | #REF!
[10 empty] | #DIV/0! | #DIV/0! |  |  |  | #DIV/0! | #DIV/0! | [14 empty] | #N/A | #N/A | #N/A | #N/A | #N/A | #N/A | #N/A | #N/A | #REF! | #REF! | #REF! | #REF! | #REF!
[10 empty] | #DIV/0! | #DIV/0! |  |  |  | #DIV/0! | #DIV/0! | [14 empty] | #N/A | #N/A | #N/A | #N/A | #N/A | #N/A | #N/A | #N/A | #REF! | #REF! | #REF! | #REF! | #REF!
[10 empty] | #DIV/0! | #DIV/0! |  |  |  | #DIV/0! | #DIV/0! | [14 empty] | #N/A | #N/A | #N/A | #N/A | #N/A | #N/A | #N/A | #N/A | #REF! | #REF! | #REF! | #REF! | #REF!
[10 empty] | #DIV/0! | #DIV/0! |  |  |  | #DIV/0! | #DIV/0! | [14 empty] | #N/A | #N/A | #N/A | #N/A | #N/A | #N/A | #N/A | #N/A | #REF! | #REF! | #REF! | #REF! | #REF!
[10 empty] | #DIV/0! | #DIV/0! |  |  |  | #DIV/0! | #DIV/0! | [14 empty] | #N/A | #N/A | #N/A | #N/A | #N/A | #N/A | #N/A | #N/A | #REF! | #REF! | #REF! | #REF! | #REF!
[10 empty] | #DIV/0! | #DIV/0! |  |  |  | #DIV/0! | #DIV/0! | [14 empty] | #N/A | #N/A | #N/A | #N/A | #N/A | #N/A | #N/A | #N/A | #REF! | #REF! | #REF! | #REF! | #REF!
[10 empty] | #DIV/0! | #DIV/0! |  |  |  | #DIV/0! | #DIV/0! | [14 empty] | #N/A | #N/A | #N/A | #N/A | #N/A | #N/A | #N/A | #N/A | #REF! | #REF! | #REF! | #REF! | #REF!
[10 empty] | #DIV/0! | #DIV/0! |  |  |  | #DIV/0! | #DIV/0! | [14 empty] | #N/A | #N/A | #N/A | #N/A | #N/A | #N/A | #N/A | #N/A | #REF! | #REF! | #REF! | #REF! | #REF!
[10 empty] | #DIV/0! | #DIV/0! |  |  |  | #DIV/0! | #DIV/0! | [14 empty] | #N/A | #N/A | #N/A | #N/A | #N/A | #N/A | #N/A | #N/A | #REF! | #REF! | #REF! | #REF! | #REF!
[10 empty] | #DIV/0! | #DIV/0! |  |  |  | #DIV/0! | #DIV/0! | [14 empty] | #N/A | #N/A | #N/A | #N/A | #N/A | #N/A | #N/A | #N/A | #REF! | #REF! | #REF! | #REF! | #REF!
[10 empty] | #DIV/0! | #DIV/0! |  |  |  | #DIV/0! | #DIV/0! | [14 empty] | #N/A | #N/A | #N/A | #N/A | #N/A | #N/A | #N/A | #N/A | #REF! | #REF! | #REF! | #REF! | #REF!
[10 empty] | #DIV/0! | #DIV/0! |  |  |  | #DIV/0! | #DIV/0! | [14 empty] | #N/A | #N/A | #N/A | #N/A | #N/A | #N/A | #N/A | #N/A | #REF! | #REF! | #REF! | #REF! | #REF!
[10 empty] | #DIV/0! | #DIV/0! |  |  |  | #DIV/0! | #DIV/0! | [14 empty] | #N/A | #N/A | #N/A | #N/A | #N/A | #N/A | #N/A | #N/A | #REF! | #REF! | #REF! | #REF! | #REF!
[10 empty] | #DIV/0! | #DIV/0! |  |  |  | #DIV/0! | #DIV/0! | [14 empty] | #N/A | #N/A | #N/A | #N/A | #N/A | #N/A | #N/A | #N/A | #REF! | #REF! | #REF! | #REF! | #REF!
[10 empty] | #DIV/0! | #DIV/0! |  |  |  | #DIV/0! | #DIV/0! | [14 empty] | #N/A | #N/A | #N/A | #N/A | #N/A | #N/A | #N/A | #N/A | #REF! | #REF! | #REF! | #REF! | #REF!
[10 empty] | #DIV/0! | #DIV/0! |  |  |  | #DIV/0! | #DIV/0! | [14 empty] | #N/A | #N/A | #N/A | #N/A | #N/A | #N/A | #N/A | #N/A | #REF! | #REF! | #REF! | #REF! | #REF!
[10 empty] | #DIV/0! | #DIV/0! |  |  |  | #DIV/0! | #DIV/0! | [14 empty] | #N/A | #N/A | #N/A | #N/A | #N/A | #N/A | #N/A | #N/A | #REF! | #REF! | #REF! | #REF! | #REF!
[10 empty] | #DIV/0! | #DIV/0! |  |  |  | #DIV/0! | #DIV/0! | [14 empty] | #N/A | #N/A | #N/A | #N/A | #N/A | #N/A | #N/A | #N/A | #REF! | #REF! | #REF! | #REF! | #REF!
[10 empty] | #DIV/0! | #DIV/0! |  |  |  | #DIV/0! | #DIV/0! | [14 empty] | #N/A | #N/A | #N/A | #N/A | #N/A | #N/A | #N/A | #N/A | #REF! | #REF! | #REF! | #REF! | #REF!
[10 empty] | #DIV/0! | #DIV/0! |  |  |  | #DIV/0! | #DIV/0! | [14 empty] | #N/A | #N/A | #N/A | #N/A | #N/A | #N/A | #N/A | #N/A | #REF! | #REF! | #REF! | #REF! | #REF!
[10 empty] | #DIV/0! | #DIV/0! |  |  |  | #DIV/0! | #DIV/0! | [14 empty] | #N/A | #N/A | #N/A | #N/A | #N/A | #N/A | #N/A | #N/A | #REF! | #REF! | #REF! | #REF! | #REF!
[10 empty] | #DIV/0! | #DIV/0! |  |  |  | #DIV/0! | #DIV/0! | [14 empty] | #N/A | #N/A | #N/A | #N/A | #N/A | #N/A | #N/A | #N/A | #REF! | #REF! | #REF! | #REF! | #REF!
|  | TOTAL |  |  |  | 1955 | 90381.42 | 8766 | 57838 | 9.6989 |  | 11195.6417 | 8786.0833 | 717889 | 0.12387 | 7.9429 | 1990 | 13064.71 | 9507.76 | 756132.6 | 1024.625 | 0 | 1990 | 13774.3395 | 10006.276 | 762431.64 | 1067.561 | 0
|  | Important Notes: | - HVAC equipment and systems must comply with the minimum energy efficiency requirements and test procedures as listed in DGB evaluation system - Al Sa'fat. |  |  |  |  | Total Outdoor Air | [12 empty] | Total Electric Power | [5 empty] | Total Electric Power
[8 empty] | L/s | 57838 | [11 empty] | W/m2 | 11.3367 |  |  |  |  | W/m2 | 11.8117
- Consultant is fully responsible for the HVAC thermal load calculation and selection.